## READ ME
Citation
Teske et al. (2019). Achieving the Paris Climate Agreement Goals - Global and Regional 100% Renewable Energy Scenarios with Non-energy GHG Pathways for +1.5°C and +2°C. Supplementary material: global and regional energy scenario data. German Aerospace Center (DLR), Stuttgart, Germany.
Authors
Thomas Pregger, Sonja Simon, Tobias Naegler
Contact
thomas.pregger@dlr.de
Date of publication/release
07 June 2019 /26 Sep. 2019
Source/web link
http://extras.springer.com/2019/978-3-030-05842-5
Affiliation
German Aerospace Center (DLR), Institute of Engineering Thermodynamics, Dept. Energy Systems Analysis, Germany
Short description of modelling approach
This file provides quantitative results of a model-based development of normative long-term scenarios. The scenario model was parametrised for the base years 2005 to 2015 using information from IEA's (Extended) World Energy Balances (2017).
The 2°C and 1.5°C scenarios are goal-orientated and represent possible transformation paths for the energy system of the selected world region.
The scenarios have been developed using a bottom-up approach based on narratives in order to achieve climate targets in the form of cumulative CO2 emissions (590 Gt resp. 450 Gt cumulative CO2 emissions between 2015 and 2050).
A Reference scenario was developed similar to the Current Policies Scenario of the IEA's World Energy Outlook (WEO 2016/WEO 2017) and used for comparison.
The scenarios were built using an energy system model developed by DLR, which is implemented within the energy simulation platform Mesap/PlaNet (Seven2one 2012).
Mesap/PlaNet is an accounting framework and enables the calculation of detailed and complete energy system balances from demand to energy supply in five-year steps up to 2050. The model consists of two independent modules:
· a flow calculation module that balances annual energy demand and supply, and
· a cost accounting module to calculate the corresponding investment, generation and supply costs.
The model framework has its strengths in the flexible and transparent modelling of various normative paths. Due to the uncertainty of long-term cost assumptions, an economic optimisation of the expansion paths is expressly waived.
Thus, the approach requires exogenously defined growth rates and market shares which are mainly based on techno-economic background knowledge and derived narratives and assumptions.
The scenario development required further detailed input data such as potentials of renewable energies and specific parameters for electricity, heat and fuel generation in the energy systems.
Further information can be found in the relevant chapters of the book publication (https://link.springer.com/book/10.1007/978-3-030-05843-2)
Further information/documentation
Teske S., Pregger T., Simon S., (...), Morris T., Nagrath K.: Methodology, in: Teske, S. (Ed): Achieving the Paris Climate Agreement Goals – Global and Regional 100% Renewable Energy Scenarios with Non-energy GHG Pathways for +1.5°C and +2°C., pg. 25-79, Springer, Cham. (Book Chapter)
Pregger T., Simon. S., Naegler T. and Teske S.: Main Assumptions for Energy Pathways, in: Teske, S. (Ed): Achieving the Paris Climate Agreement Goals – Global and Regional 100% Renewable Energy Scenarios with Non-energy GHG Pathways for +1.5°C and +2°C., pg. 93-130, Springer, Cham. (Book Chapter)
Licence
open licence CC BY 4.0
Abbreviations
CHP | Combined heat and power, cogeneration
CO2 | Carbon dioxide
DLR | Deutsches Zentrum für Luft- und Raumfahrt / German Aerospace Center
GHG | Greenhouse gases
Gt | Giga ton, one billion tons
IEA | International Energy Agency, Paris
Mill. | Million
PV | Photovoltaics
RES | Renewable energy sources
P2L | Power-to-liquid, synthetic liquid fuel generation
P2G | Power-to-gas, hydrogen generation
TWh | Terrawatt hours, one billion kilowatt hours
kWh | Kilowatt hours
PJ | Petajoule, one billion megajoules
Ref. | Reference case, 5C scenario
5C, 2C, 1.5C | Scenario name that refers to the global temperature change in degrees Celsius.

## Final energy demand 1.5C
[12 empty] | DLR: | [9 empty] | CHECK from Sven
[12 empty] | GLOBAL Final Energy by Sector w/ Renewable Shares | Carrier Type | 2015 (PJ) | 2020 (PJ) | 2025 (PJ) | 2030 (PJ) | 2035 (PJ) | 2040 (PJ) | 2045 (PJ) | 2050 (PJ) | Final energy demand in PJ/a 1) | Scenario: | World 1.5 C | [7 empty] | 29.2%
[23 empty] | 2012 | 2015 | 2020 | 2025 | 2030 | 2035 | 2040 | 2045 | 2050
| Final energy demand in PJ/yr 1) | [10 empty] | Transportation | Electricity | 1503.13 | 1855.31 | 4930.04 | 11034.03 | 17581.5 | 19380.27 | 19142.38 | 18838.75 |  | 389.2454 | 417.536 | 515.3627 | 1369.4552 | 3065.0097 | 4883.7488 | 5383.4092 | 5317.3282 | 5232.9865
| Scenario: | World 1.5°C scenario | [10 empty] | RE Share: |  | (see below-All Electricity) | [6 empty] | Total (incl. non-energy use) | 363020.9698 | 376890.8556 | 389463.6627 | 354928.3474 | 318736.2689 | 296850.1771 | 290433.0071 | 286125.8911 | 284284.7074
[13 empty] | On-board Fuel | 95681.52 | 98540.33 | 74291.69 | 48645.69 | 30531.22 | 24055.35 | 20973.78 | 18870.67 | Total energy use 1) | 329654.9045 | 341888.9013 | 355100.8239 | 320467.1238 | 284144.8437 | 262699.5121 | 256843.0316 | 253715.7 | 253150.2744
[13 empty] | RE Share: | 3.306% | 4.203% | 13.68% | 27.73% | 55.77% | 83.52% | 98.19% | 100% | Transport | 91196.9735 | 97184.5479 | 100395.6442 | 79221.7339 | 59679.7191 | 48112.7188 | 43435.6248 | 40116.1571 | 37709.7704 |  |  |  | 18871.0189
|  | 2015 | 2020 | 2025 | 2030 | 2035 | 2040 | 2045 | 2050 |  |  | COMBINED-Transportation | Energy (PJ) | 97184.65 | 100395.64 | 79221.73 | 59679.72 | 48112.72 | 43435.62 | 40116.16 | 37709.42 | - Oil products | 83253.2033 | 88408.48 | 90189.3518 | 61262.0782 | 33431.2765 | 12708.9661 | 3614.9975 | 248.8674 | 3.2143e-12
[13 empty] | RE Share: | 3.608% | 4.665% | 15.98% | 36.06% | 66.87% | 88.24% | 98.1% | 100% | - Natural gas | 3788.9842 | 4109.7745 | 4208.9765 | 2868.3308 | 1726.6712 | 795.2035 | 349.367 | 131.2535 | 0.34898
Total (incl. non-energy use) |  | 376890.96 | 389463.66 | 354928.35 | 318736.3 | 296850.18 | 290432.99 | 286123.79 | 284284.36 |  |  | Industry | Electricity | 30591.43 | 33856.15 | 38010.22 | 43104.51 | 47169.09 | 50265.59 | 53484.93 | 56877.23 | - Biofuels | 2753.5026 | 3163.2686 | 4123.934 | 9329.4154 | 10268.0947 | 10379.6081 | 10268.2555 | 9963.9762 | 8413.0906
Total energy use 1) |  | 341889.01 | 355100.82 | 320467.12 | 284144.88 | 262699.51 | 256843.01 | 253713.6 | 253149.93 |  |  |  | Electric Heat % | 16.59% | 18.01% | 27.5% | 35.44% | 39.04% | 40.22% | 41.59% | 42.9% | - Synfuels | 7.9295e-05 | -0.10491 | 1.8103 | 5 | 190.5865 | 1517.2529 | 3514.7405 | 3865.807 | 3608.4975
Transport | 97184.65 | 97184.65 | 100395.64 | 79221.73 | 59679.72 | 48112.72 | 43435.62 | 40116.16 | 37709.42 |  |  |  | Site/District | 82970.24 | 85661.34 | 75498.46 | 64083.27 | 53675.22 | 48982.59 | 44778.3 | 41694.96 | - Electricity | 1401.2833 | 1503.1296 | 1855.3059 | 4930.0386 | 11034.0349 | 17581.4956 | 19380.273 | 19142.3814 | 18838.7514
- Oil products |  | 88408.48 | 90189.35 | 61262.08 | 33431.28 | 12708.97 | 3615 | 248.87 | 0 |  |  |  | RE Share: | 9.678% | 12.48% | 23.06% | 40.71% | 59.88% | 74.69% | 90.14% | 100% | RES electricity | 277.6131 | 344.2511 | 544.0375 | 2485.1053 | 8109.2081 | 15153.1896 | 18234.1554 | 18756.0906 | 18838.7478 | 29.32% | 73.49% | 94.09% | 100%
- Natural gas |  | 4109.77 | 4208.98 | 2868.33 | 1726.67 | 795.2 | 349.37 | 131.25 | 0 |  |  | COMBINED-Industry | Energy (PJ) | 113561.67 | 119517.49 | 113508.68 | 107187.78 | 100844.31 | 99248.18 | 98263.23 | 98572.19 | - Hydrogen | 0 | 0 | 16.2658 | 826.8711 | 3029.0553 | 5130.1926 | 6307.9913 | 6763.8715 | 6849.0819
- Biofuels |  | 3163.27 | 4123.93 | 9329.42 | 10054.75 | 9781.53 | 9232.15 | 8201.03 | 5693.11 |  |  |  | RE Share: | 13.22% | 17.21% | 32.29% | 53.62% | 72.16% | 84.51% | 94.42% | 100% | RES share Transport | 3.324% | 3.609% | 4.668% | 15.96% | 36.19% | 66.89% | 88.23% | 98.09% | 100%
- Synfuels |  | 0 | 1.81 | 5 | 403.94 | 2115.33 | 4550.84 | 5628.75 | 6328.48 |  |  | Buildings/Other | Electricity | 40639.83 | 45182.91 | 49102.23 | 52520.2 | 57000.48 | 62761.62 | 68732.78 | 74438.47 |  | 8009.2709 | 8497.6194 | 9404.4863 | 10558.3938 | 11973.4756 | 13102.526 | 13962.6642 | 14856.9236 | 15799.2289
- Electricity |  | 1503.13 | 1855.31 | 4930.04 | 11034.03 | 17581.5 | 19380.27 | 19142.38 | 18838.75 |  |  |  | Electric Heat % | 11.67% | 11.85% | 18.18% | 23.37% | 26.72% | 28.35% | 29.54% | 31.06% | Industry | 112070.7272 | 113561.6739 | 119517.4947 | 113508.6778 | 107187.7844 | 100844.3112 | 99248.2 | 98265.3279 | 98572.1827
RES electricity |  | 342.88 | 541.06 | 2493.68 | 8011.37 | 15104.17 | 18197.45 | 18741.63 | 18838.74 |  | 18870.67 |  | Site/District | 90502.85 | 90004.77 | 78634.48 | 64757.17 | 56742 | 51397.59 | 46601.43 | 42429.85 | - Electricity | 28833.3762 | 30591.4307 | 33856.1517 | 38010.2187 | 43104.5135 | 47169.0949 | 50265.5926 | 53484.9263 | 56877.2257
- Hydrogen |  | 0 | 16.27 | 826.87 | 3029.06 | 5130.19 | 6307.99 | 6763.87 | 6849.08 |  | 18870.67 |  | RE Share: | 38.28% | 39.76% | 50.83% | 65.47% | 76.58% | 87.99% | 96.23% | 100% | RES electricity | 6140.9936 | 7194.5819 | 10127.3429 | 18907.5961 | 30574.3404 | 39888.9528 | 46748.3866 | 52206.2719 | 56877.2536 | 29.91% | 70.93% | 93% | 100%
RES share Transport |  | 3.6% | 4.7% | 15.5% | 34.4% | 64.7% | 86.6% | 97.4% | 100% |  |  | COMBINED-Buildings/Other | Energy (PJ) | 131142.68 | 135187.68 | 127736.71 | 117277.37 | 113742.48 | 114159.21 | 115334.21 | 116868.32 | - Public district heat | 5513.7258 | 5196.6255 | 5465.8838 | 5877.8903 | 6005.9435 | 5885.8683 | 5730.4731 | 5375.7983 | 5456.6758
[13 empty] | RE Share: | 33.49% | 36.22% | 50.75% | 68.75% | 81.37% | 91.34% | 97.28% | 100% | RES district heat | 196.9827 | 224.7994 | 734.0573 | 1913.8629 | 3011.1821 | 3982.5037 | 4590.4661 | 4952.0617 | 5456.6683
Industry | 113561.67 | 113561.67 | 119517.49 | 113508.68 | 107187.78 | 100844.31 | 99248.18 | 98263.23 | 98572.19 |  |  | ENERGY - 3 Sectors | All Electricity | 72734.39 | 80894.37 | 92042.49 | 106658.74 | 121751.07 | 132407.48 | 141360.09 | 150154.45 | - Hard coal & lignite | 30517.0531 | 29901.9935 | 27428.7644 | 16819.1647 | 6534.5245 | 391.1662 | 0.019267 | 0.020936 | -0.0025544
- Electricity |  | 30591.43 | 33856.15 | 38010.22 | 43104.51 | 47169.09 | 50265.59 | 53484.93 | 56877.23 |  |  |  | RE Share: | 22.81% | 29.16% | 50.64% | 72.81% | 86.14% | 94.09% | 98% | 100% | - Oil products | 12597.2365 | 12898.0515 | 12423.5361 | 7715.0787 | 3353.2733 | 931.912 | 153.1888 | 18.012 | 0
RES electricity |  | 6978.14 | 9873.49 | 19226.05 | 31296.44 | 40522.73 | 47197.78 | 52365.19 | 56877.19 |  |  |  | Other Carriers | 269154.61 | 274206.44 | 228424.63 | 177486.13 | 140948.44 | 124435.53 | 112353.51 | 102995.48 | - Gas | 27031.3661 | 27201.3679 | 30331.2748 | 29540.3842 | 25153.9388 | 18297.6779 | 11069.0322 | 3981.1113 | 0
- Public district heat |  | 5196.63 | 5465.88 | 5877.89 | 6005.94 | 5885.87 | 5730.47 | 5385.61 | 5456.68 |  |  |  | RE Share: | 17.03% | 18.46% | 29.57% | 46.18% | 65.71% | 81.89% | 94.17% | 100% | - Solar | 13.3119 | 14.7489 | 467.1643 | 2699.3973 | 6299.5565 | 8375.9812 | 9130.0626 | 9797.8123 | 10461.1296
RES district heat |  | 257.81 | 682.79 | 1861.04 | 3054.94 | 3970.16 | 4554.02 | 4971.33 | 5456.67 |  |  | COMBINED-All Energy | Energy (PJ) | 341889 | 355100.81 | 320467.12 | 284144.87 | 262699.51 | 256843.01 | 253713.6 | 253149.93 | - Biomass | 7550.8446 | 7742.4839 | 9281.3236 | 11747.2221 | 13179.8428 | 13413.3752 | 12188.9084 | 10574.6853 | 9242.0107
- Hard coal & lignite |  | 29901.99 | 27428.76 | 16819.16 | 6534.52 | 391.17 | 0 | 0 | 0 |  |  |  | RE share: | 18.26% | 20.9% | 35.62% | 56.18% | 75.18% | 88.18% | 96.3% | 100% | - Geothermal | 13.813 | 14.972 | 263.3959 | 1044.1978 | 2688.3489 | 4088.2838 | 4964.0069 | 6111.5551 | 7203.8811
- Oil products |  | 12898.05 | 12423.54 | 7715.08 | 3353.27 | 931.91 | 153.19 | 18.01 | 0 | [12 empty] | - Hydrogen | 0 | 0 | 0 | 55.124 | 867.8427 | 2290.9516 | 5746.9161 | 8921.4064 | 9331.2624
- Gas |  | 27201.37 | 30331.27 | 29540.38 | 25153.94 | 18297.68 | 11069.03 | 3981.11 | 0 |  |  | ELECTRICITY | Electrification | 21.27% | 22.78% | 28.72% | 37.54% | 46.35% | 51.55% | 55.72% | 59.31% | RES share Industry | 12.42% | 13.38% | 17.46% | 32.04% | 52.82% | 71.44% | 84% | 94.2% | 100%
- Solar |  | 14.75 | 467.16 | 2699.4 | 6299.56 | 8375.98 | 9130.06 | 9797.81 | 10461.13 |  |  |  | Transport | 1.547% | 1.848% | 6.223% | 18.49% | 36.54% | 44.62% | 47.72% | 49.96% |  | 10518.0399 | 11288.8422 | 12550.8077 | 13639.5075 | 14588.9438 | 15833.4676 | 17433.7827 | 19092.4384 | 20677.3511
- Biomass |  | 7742.48 | 9281.32 | 11747.22 | 13179.84 | 13413.38 | 12188.91 | 10562.79 | 9242.01 |  |  |  | Industry | 26.94% | 28.33% | 33.49% | 40.21% | 46.77% | 50.65% | 54.43% | 57.7% | Other Sectors | 126387.2038 | 131142.6795 | 135187.685 | 127736.712 | 117277.3402 | 113742.4821 | 114159.2068 | 115334.215 | 116868.3213
- Geothermal |  | 14.97 | 263.4 | 1044.2 | 2688.35 | 4088.28 | 4964.01 | 6111.56 | 7203.88 |  | 41694.96 |  | Buildings | 30.99% | 33.42% | 38.44% | 44.78% | 50.11% | 54.98% | 59.59% | 63.69% | - Electricity | 37864.9447 | 40639.833 | 45182.9088 | 49102.2286 | 52520.1991 | 57000.4849 | 62761.6194 | 68732.7802 | 74438.466
- Hydrogen |  | 0 | 0 | 55.12 | 867.84 | 2290.95 | 5746.92 | 8921.41 | 9331.26 |  | 41694.95 | [10 empty] | RES electricity | 7777.7107 | 9062.8884 | 12948.5261 | 25159.4035 | 38504.2283 | 49278.0802 | 59176.7744 | 67428.9624 | 74438.4845 | 28.66% | 73.31% | 94.29% | 100%
RES share Industry |  | 13.2% | 17.2% | 32.2% | 53.3% | 71.7% | 84.1% | 94.2% | 100% | [11 empty] | 14.9% | - Public district heat | 6559.1102 | 6153.9084 | 6448.3136 | 7194.812 | 7531.9203 | 7822.6583 | 8059.5563 | 7758.6914 | 7635.3411
[21 empty] | 38.94% | RES district heat | 326.6151 | 356.2834 | 771.5016 | 2158.4116 | 3831.8509 | 5227.6716 | 6324.29 | 7145.8404 | 7635.333
Residential & other sectors | 131142.67 | 131142.68 | 135187.68 | 127736.71 | 117277.37 | 113742.48 | 114159.21 | 115334.21 | 116868.32 | [11 empty] | 46.17% | - Hard coal & lignite | 6600.2236 | 6405.6273 | 4576.0865 | 1750.5091 | -0.032804 | -0.0005071 | 4.2397e-05 | 4.2086e-05 | 4.4813e-05
- Electricity |  | 40639.83 | 45182.91 | 49102.23 | 52520.2 | 57000.48 | 62761.62 | 68732.78 | 74438.47 | [12 empty] | - Oil products | 17613.3929 | 17833.0942 | 16812.09 | 9598.6774 | 3352.2121 | 1183.294 | 330.1905 | 33.771 | 3.5672e-11
RES electricity |  | 9270.26 | 13176.72 | 24836.53 | 38132.79 | 48968.83 | 58931.14 | 67293.82 | 74438.42 | [12 empty] | - Gas | 24558.6162 | 25772.6222 | 27184.8241 | 22401.223 | 15310.7484 | 9557.4098 | 4190.0748 | 1124.0614 | 0
- Public district heat |  | 6153.91 | 6448.31 | 7194.81 | 7531.92 | 7822.66 | 8059.56 | 7758.69 | 7635.34 | [12 empty] | - Solar | 827.3059 | 1230.1727 | 1797.6704 | 4306.0767 | 6871.9778 | 8873.3402 | 10756.8835 | 12069.1801 | 12622.342
RES district heat |  | 305.3 | 805.51 | 2278 | 3831.13 | 5276.57 | 6404.95 | 7161.87 | 7635.33 | [12 empty] | - Biomass | 32076.9541 | 32759.667 | 32656.5379 | 31631.6505 | 28025.7105 | 23542.1331 | 20026.9513 | 15617.0804 | 11068.2473
- Hard coal & lignite |  | 6405.63 | 4576.09 | 1750.51 | 0 | 0 | 0 | 0 | 0 | [12 empty] | - Geothermal | 286.6561 | 347.7546 | 529.2536 | 1686.1485 | 2997.2849 | 4322.0959 | 5623.2912 | 6900.0638 | 8176.9509
- Oil products |  | 17833.09 | 16812.09 | 9598.68 | 3352.21 | 1183.29 | 330.19 | 33.77 | 0 | [12 empty] | - Hydrogen | 0 | 0 | 0 | 65.3863 | 667.3199 | 1441.0666 | 2410.6398 | 3098.5867 | 2926.974
- Gas |  | 25772.62 | 27184.82 | 22401.22 | 15310.75 | 9557.41 | 4190.07 | 1124.06 | 0 | [12 empty] | RES share Other Sectors | 32.67% | 33.37% | 36.03% | 50.89% | 68.98% | 81.49% | 91.38% | 97.33% | 100%
- Solar |  | 1230.17 | 1797.67 | 4306.08 | 6871.98 | 8873.34 | 10756.88 | 12069.18 | 12622.34
- Biomass |  | 32759.67 | 32656.54 | 31631.65 | 28025.71 | 23542.13 | 20026.95 | 15617.08 | 11068.25 | [12 empty] | Total RES | 58242.3034 | 62455.8586 | 74252.7285 | 113552.9227 | 157929.9044 | 195510.9646 | 224986.6528 | 243731.8765 | 253149.9521
- Geothermal |  | 347.75 | 529.25 | 1686.15 | 2997.28 | 4322.1 | 5623.29 | 6900.06 | 8176.95 |  | 42429.85 | [10 empty] | RES share | 17.67% | 18.27% | 20.91% | 35.43% | 55.58% | 74.42% | 87.6% | 96.06% | 100%
- Hydrogen |  | 0 | 0 | 65.39 | 667.32 | 1441.07 | 2410.64 | 3098.59 | 2926.97 |  | 42429.84 | [11 empty] | 20.66% | 21.27% | 22.78% | 28.72% | 37.54% | 46.35% | 51.55% | 55.72% | 59.31%
RES share Other Sectors |  | 33.5% | 36.2% | 50.7% | 68.5% | 81.1% | 91.1% | 97.2% | 100% | [12 empty] | Non energy use | 33366.0653 | 35001.9543 | 34362.8388 | 34461.2236 | 34591.4252 | 34150.665 | 33589.9755 | 32410.191 | 31134.433
[22 empty] | - Oil | 24656.3161 | 25734.943 | 23989.2866 | 23252.8144 | 22298.5693 | 20868.2965 | 19394.9237 | 17472.6628 | 15814.4001
Total RES |  | 62427.43 | 74204.13 | 113621.12 | 158051.33 | 195669.96 | 225058.97 | 243694.86 | 253149.56 | [12 empty] | - Gas | 6671.9679 | 6741.0791 | 7272.1425 | 7421.6873 | 7829.3798 | 8111.5264 | 8408.5333 | 8645.3382 | 8802.7112
RES share |  | 18.3% | 20.9% | 35.5% | 55.6% | 74.5% | 87.6% | 96.1% | 100% | [12 empty] | - Coal | 2037.7813 | 2525.9321 | 3101.4097 | 3786.722 | 4463.4761 | 5170.8422 | 5786.5185 | 6292.19 | 6517.3217
Non energy use |  | 35001.95 | 34362.84 | 34461.22 | 34591.43 | 34150.67 | 33589.98 | 32410.19 | 31134.43
- Oil |  | 25734.94 | 23989.29 | 23252.81 | 22298.57 | 20868.3 | 19394.92 | 17472.66 | 15814.4
- Gas |  | 6741.08 | 7272.14 | 7421.69 | 7829.38 | 8111.53 | 8408.53 | 8645.34 | 8802.71
- Coal |  | 2525.93 | 3101.41 | 3786.72 | 4463.48 | 5170.84 | 5786.52 | 6292.19 | 6517.32
1) excluding heat produced by CHP autoproducers
|  | 22.81% | 29.16% | 50.64% | 72.81% | 86.14% | 94.09% | 98% | 100%
ELECTRICITY (PJ equivalent) |  | 72734.39 | 80894.3397 | 92042.49 | 106658.769 | 121751.0431 | 132407.5042 | 141360.1129 | 150154.45
- Coal & Lignite |  | 28306.3799 | 27006.9484 | 16618.8519 | 6722.4619 | 1389.1925 | 0 | 0 | 0
- Gas |  | 17215.8359 | 18896.7777 | 20191.6651 | 17048.4236 | 13132.1565 | 7373.9922 | 2806.307 | 0
- Oil & Diesel |  | 2992.3301 | 2546.6576 | 1736.3512 | 843.1177 | 115.6853 | 12.0983 | 0 | 0
- Nuclear |  | 7628.562 | 8851.7461 | 6888.4467 | 4390.1278 | 2233.9026 | 439.8945 | 27.2199 | 0
- Hydrogen |  | 0 | 1.3336 | 103.0059 | 781.2107 | 2018.3207 | 4179.1674 | 6009.2702 | 7189.227
- Hydro |  | 11656.8185 | 13028.518 | 13697.3533 | 13399.0077 | 12757.0734 | 11669.0857 | 11229.0249 | 11467.2989
- Wind |  | 2512.3353 | 4681.3086 | 13645.8808 | 26256.6402 | 36767.2301 | 42766.6287 | 46483.0987 | 49578.4487
- PV |  | 739.1937 | 2941.1765 | 11996.3837 | 21814.2232 | 30652.2063 | 37867.6603 | 42309.8477 | 45314.3778
- Biomass (& renewable waste) |  | 1410.5448 | 2494.74 | 5129.5439 | 6973.016 | 7209.2872 | 7096.4812 | 7218.7732 | 7543.8478
- Geothermal |  | 241.1816 | 342.8135 | 958.3515 | 2630.4555 | 4217.6065 | 5482.3731 | 6515.2865 | 7640.7507
- Solar thermal power plants |  | 28.1803 | 95.9247 | 952.226 | 5313.0845 | 10145.9897 | 13814.9144 | 16495.4652 | 18712.2307
- Ocean energy |  | 3.0279 | 6.395 | 124.43 | 487.0002 | 1112.3922 | 1705.2083 | 2265.8196 | 2708.2684
OTHER CARRIERS: |  | 269154.6 | 274206.44 | 228424.64 | 177486.13 | 140948.44 | 124435.52 | 112353.5 | 102995.48
- Oil products |  | 119139.62 | 119424.98 | 78575.84 | 40136.76 | 14824.17 | 4098.38 | 300.65 | 0
- Natural gas |  | 57083.76 | 61725.07 | 54809.93 | 42191.36 | 28650.29 | 15608.47 | 5236.42 | 0
- Hard coal & lignite |  | 36307.62 | 32004.85 | 18569.67 | 6534.52 | 391.17 | 0 | 0 | 0
- FF district heat |  | 10787.43 | 10425.89 | 8933.66 | 6651.79 | 4461.8 | 2831.06 | 1011.1 | 0.02
- Solar Heat |  | 1244.92 | 2264.83 | 7005.48 | 13171.54 | 17249.32 | 19886.94 | 21866.99 | 23083.47
- Biomass |  | 40502.15 | 41937.86 | 43378.87 | 41205.55 | 36955.51 | 32215.86 | 26179.87 | 20310.26
- Geothermal |  | 362.72 | 792.65 | 2730.35 | 5685.63 | 8410.38 | 10587.3 | 13011.62 | 15380.83
- H Process |  | 0 | 0 | 120.51 | 1535.16 | 3732.02 | 8157.56 | 12020 | 12258.23
- RE district heat |  | 563.11 | 1488.3 | 4139.04 | 6886.07 | 9246.73 | 10958.97 | 12133.2 | 13092
- Biofuels |  | 3163.27 | 4123.93 | 9329.42 | 10054.75 | 9781.53 | 9232.15 | 8201.03 | 5693.11
- Synfuels |  | 0 | 1.81 | 5 | 403.94 | 2115.33 | 4550.84 | 5628.75 | 6328.48
- H Fuel |  | 0 | 16.27 | 826.87 | 3029.06 | 5130.19 | 6307.99 | 6763.87 | 6849.08
SUMMARY Final E |  | 341888.99 | 355100.7797 | 320467.13 | 284144.899 | 262699.4831 | 256843.0242 | 253713.6129 | 253149.9101
FFs |  | 271832.9759 | 272031.1737 | 199435.9682 | 120128.4333 | 62964.4643 | 29924.0005 | 9354.477 | 0.0001
- Coal & Lignite |  | 68209.8099 | 62487.0951 | 38166.4086 | 15474.2452 | 3267.6292 | 943.6867 | 337.0333 | 0.0066667
- Gas |  | 77895.4059 | 84097.1444 | 77979.4817 | 61457.047 | 43269.7131 | 23926.1489 | 8379.7603 | 0.0066667
- Oil & Diesel |  | 125727.7601 | 125446.9343 | 83290.0778 | 43197.1411 | 16427.122 | 5054.165 | 637.6833 | 0.0066667
POWER |  | 24219.8441 | 32443.956 | 53495.6218 | 82044.7657 | 107114.0088 | 125021.4137 | 138553.8059 | 150154.45 |  | 59.31%
- Nuclear |  | 7628.562 | 8851.7461 | 6888.4467 | 4390.1278 | 2233.9026 | 439.8945 | 27.2199 | 0
- Hydrogen Power |  | 0 | 1.3336 | 103.0059 | 781.2107 | 2018.3207 | 4179.1674 | 6009.2702 | 7189.227 | 4.788%
- Hydro Power |  | 11656.8185 | 13028.518 | 13697.3533 | 13399.0077 | 12757.0734 | 11669.0857 | 11229.0249 | 11467.2989 | 7.637%
- Wind |  | 2512.3353 | 4681.3086 | 13645.8808 | 26256.6402 | 36767.2301 | 42766.6287 | 46483.0987 | 49578.4487 | 33.02%
- PV |  | 739.1937 | 2941.1765 | 11996.3837 | 21814.2232 | 30652.2063 | 37867.6603 | 42309.8477 | 45314.3778 | 30.18%
- Biomass Power |  | 1410.5448 | 2494.74 | 5129.5439 | 6973.016 | 7209.2872 | 7096.4812 | 7218.7732 | 7543.8478 | 5.024%
- Geothermal Power |  | 241.1816 | 342.8135 | 958.3515 | 2630.4555 | 4217.6065 | 5482.3731 | 6515.2865 | 7640.7507 | 5.089%
- Solar thermal power plants |  | 28.1803 | 95.9247 | 952.226 | 5313.0845 | 10145.9897 | 13814.9144 | 16495.4652 | 18712.2307 | 12.46%
- Ocean energy |  | 3.0279 | 6.395 | 124.43 | 487.0002 | 1112.3922 | 1705.2083 | 2265.8196 | 2708.2684 | 1.804%
OTHER HEAT |  | 42672.9 | 46483.64 | 57374.25 | 68483.95 | 75593.96 | 81806.63 | 85211.68 | 84124.79 |  | 33.23%
- Solar Heat |  | 1244.92 | 2264.83 | 7005.48 | 13171.54 | 17249.32 | 19886.94 | 21866.99 | 23083.47 | 22.41%
- Biomass |  | 40502.15 | 41937.86 | 43378.87 | 41205.55 | 36955.51 | 32215.86 | 26179.87 | 20310.26 | 22.61%
- Geothermal |  | 362.72 | 792.65 | 2730.35 | 5685.63 | 8410.38 | 10587.3 | 13011.62 | 15380.83 | 17%
- H Process |  | 0 | 0 | 120.51 | 1535.16 | 3732.02 | 8157.56 | 12020 | 12258.23 | 13.47%
- RE district heat |  | 563.11 | 1488.3 | 4139.04 | 6886.07 | 9246.73 | 10958.97 | 12133.2 | 13092 | 15.56%
|  | 3163.27 | 4142.01 | 10161.29 | 13487.75 | 17027.05 | 20090.98 | 20593.65 | 18870.67
- Biofuels |  | 3163.27 | 4123.93 | 9329.42 | 10054.75 | 9781.53 | 9232.15 | 8201.03 | 5693.11 | 5%
- Synfuels |  | 0 | 1.81 | 5 | 403.94 | 2115.33 | 4550.84 | 5628.75 | 6328.48 | 6.144%
- H Fuel |  | 0 | 16.27 | 826.87 | 3029.06 | 5130.19 | 6307.99 | 6763.87 | 6849.08 | 6.65%

## Electricity generation 1.5C
Electricity generation in TWh/yr
| Scenario: | World 1.5°C scenario
|  | 2015 | 2020 | 2025 | 2030 | 2035 | 2040 | 2045 | 2050
Power plants |  | 20790.19 | 22954.84 | 25968.32 | 32132.15 | 40276.42 | 49508 | 56496.45 | 60035.37
- Hard coal (& non-renewable waste) |  | 5994.91 | 5616.66 | 3626.5 | 1317.39 | 151.19 | 0 | 0 | 0
- Lignite |  | 1584.63 | 1421.14 | 353.91 | 181.91 | 80 | 0 | 0 | 0
- Gas |  | 4400.73 | 4738.1 | 4777.14 | 3936.45 | 3169.44 | 2232.36 | 1723.86 | 1378.91
of which from hydrogen |  | 0 | 0 | 2.52 | 138.4 | 392.75 | 806.4 | 1187.92 | 1378.91
- Oil |  | 814.11 | 692.19 | 481.11 | 265.78 | 43.01 | 5 | 0 | 0
- Diesel |  | 121.61 | 102.79 | 67.6 | 21.6 | 0 | 0 | 0 | 0
- Nuclear |  | 2544.63 | 2920.6 | 2260.35 | 1515.45 | 830.53 | 181.8 | 11.9 | 0
- Biomass (& renewable waste) |  | 270.4 | 511.81 | 893.16 | 1028.59 | 921.59 | 897.37 | 815.96 | 719.58
- Hydro |  | 3888.32 | 4298.71 | 4494.6 | 4625.27 | 4742.88 | 4822.61 | 4909.1 | 4987.95
- Wind |  | 838.03 | 1544.58 | 4477.71 | 9063.66 | 13669.48 | 17674.63 | 20321.46 | 21565.22
of which wind offshore |  | 35.54 | 69.33 | 546.81 | 1810.6 | 3070.14 | 4125.43 | 4872.02 | 5160.42
- PV |  | 246.57 | 970.43 | 3936.45 | 7530.16 | 11396.01 | 15649.98 | 18497 | 19710.47
- Geothermal |  | 75.86 | 104.06 | 246.49 | 643.74 | 1086.59 | 1630.08 | 2015.14 | 2355.94
- Solar thermal power plants |  | 9.4 | 31.65 | 312.46 | 1834.05 | 3772.12 | 5709.44 | 7211.48 | 8139.29
- Ocean energy |  | 1.01 | 2.11 | 40.83 | 168.11 | 413.57 | 704.73 | 990.57 | 1178.02
Combined heat and power plants |  | 3471.53 | 3735.96 | 4234.17 | 4685.92 | 4988.72 | 5213.49 | 5303.31 | 5277.58
- Hard coal (& non-renewable waste) |  | 1667.45 | 1685.61 | 1381.97 | 821.27 | 285.29 | 0 | 0 | 0
- Lignite |  | 195.07 | 187.44 | 90.87 | 0 | 0 | 0 | 0 | 0
- Gas |  | 1341.89 | 1496.82 | 1864.41 | 2180.31 | 2398.33 | 2410.95 | 1888.14 | 1387.37
of which from hydrogen |  | 0 | 0 | 13.41 | 93.32 | 292.69 | 789.39 | 1197.21 | 1387.37
- Oil |  | 62.42 | 45.28 | 21.05 | 3.66 | 0 | 0 | 0 | 0
- Biomass (& renewable waste) |  | 200.11 | 311.32 | 790.03 | 1378.46 | 1758.71 | 2035.47 | 2339.94 | 2561.79
- Geothermal |  | 4.59 | 9.05 | 67.98 | 264.29 | 481.45 | 635.68 | 833.21 | 967.57
- Hydrogen fuel cells |  | 0 | 0.44 | 17.87 | 37.95 | 64.94 | 131.38 | 241.99 | 360.83
CHP by producer
- Main activity producers |  | 1532.82 | 1626.89 | 1854.8 | 2049.86 | 2168.29 | 2228.38 | 2214.11 | 2163.48
- Autoproducers |  | 1938.71 | 2109.07 | 2379.37 | 2636.06 | 2820.43 | 2985.11 | 3089.2 | 3114.1
Total generation |  | 24261.73 | 26690.79 | 30202.49 | 36818.06 | 45265.14 | 54721.48 | 61799.74 | 65312.93
- Fossil |  | 16182.81 | 15986.03 | 12648.63 | 8496.63 | 5441.82 | 3052.53 | 1226.86 | 0
- Hard coal (& non-renewable waste) |  | 7662.35 | 7302.26 | 5008.46 | 2138.65 | 436.48 | 0 | 0 | 0
- Lignite |  | 1779.7 | 1608.58 | 444.79 | 181.91 | 80 | 0 | 0 | 0
- Gas |  | 5742.62 | 6234.92 | 6625.62 | 5885.03 | 4882.33 | 3047.53 | 1226.86 | 0
- Oil |  | 876.53 | 737.47 | 502.16 | 269.44 | 43.01 | 5 | 0 | 0
- Diesel |  | 121.61 | 102.79 | 67.6 | 21.6 | 0 | 0 | 0 | 0
- Nuclear |  | 2544.63 | 2920.6 | 2260.35 | 1515.45 | 830.53 | 181.8 | 11.9 | 0
- Hydrogen |  | 0 | 0.44 | 33.8 | 269.67 | 750.38 | 1727.17 | 2627.13 | 3127.11
of which renewable hydrogen |  | 0 | 0 | 0 | 0 | 0 | 0 | 0 | 0
- Renewables (w/o renewable hydrogen) |  | 5534.29 | 7783.72 | 15259.7 | 26536.31 | 38242.4 | 49759.99 | 57933.85 | 62185.82
- Hydro |  | 3888.32 | 4298.71 | 4494.6 | 4625.27 | 4742.88 | 4822.61 | 4909.1 | 4987.95
- Wind |  | 838.03 | 1544.58 | 4477.71 | 9063.66 | 13669.48 | 17674.63 | 20321.46 | 21565.22
- PV |  | 246.57 | 970.43 | 3936.45 | 7530.16 | 11396.01 | 15649.98 | 18497 | 19710.47
- Biomass (& renewable waste) |  | 470.51 | 823.13 | 1683.19 | 2407.05 | 2680.3 | 2932.84 | 3155.9 | 3281.36
- Geothermal |  | 80.45 | 113.11 | 314.47 | 908.02 | 1568.04 | 2265.76 | 2848.35 | 3323.51
- Solar thermal power plants |  | 9.4 | 31.65 | 312.46 | 1834.05 | 3772.12 | 5709.44 | 7211.48 | 8139.29
- Ocean energy |  | 1.01 | 2.11 | 40.83 | 168.11 | 413.57 | 704.73 | 990.57 | 1178.02
Variable RES (PV, Wind, Ocean) |  | 1085.6 | 2517.12 | 8454.99 | 16761.92 | 25479.06 | 34029.34 | 39809.02 | 42453.71
Share of variable RES |  | 4.5% | 9.4% | 28% | 45.5% | 56.3% | 62.2% | 64.4% | 65%
RES share (domestic generation) |  | 22.8% | 29.2% | 50.6% | 72.6% | 85.9% | 93.9% | 97.9% | 100%
Efficiency savings (compared to Ref.) 1) |  | 0 | 444.69 | 803.62 | 2035.35 | 2904.05 | 3685.87 | 3934.44 | 4152.98
1) in industry and other sectors
RE Electricity (%) |  | 22.81% | 29.16% | 50.64% | 72.81% | 86.14% | 94.09% | 98% | 100%
- Hydrogen |  | 0% | 0.001649% | 0.1119% | 0.7324% | 1.658% | 3.156% | 4.251% | 4.788%
- Hydro |  | 16.03% | 16.11% | 14.88% | 12.56% | 10.48% | 8.813% | 7.944% | 7.637%
- Wind |  | 3.454% | 5.787% | 14.83% | 24.62% | 30.2% | 32.3% | 32.88% | 33.02%
- PV |  | 1.016% | 3.636% | 13.03% | 20.45% | 25.18% | 28.6% | 29.93% | 30.18%
- Biomass (& renewable waste) |  | 1.939% | 3.084% | 5.573% | 6.538% | 5.921% | 5.36% | 5.107% | 5.024%
- Geothermal |  | 0.3316% | 0.4238% | 1.041% | 2.466% | 3.464% | 4.141% | 4.609% | 5.089%
- Solar thermal power plants |  | 0.03874% | 0.1186% | 1.035% | 4.981% | 8.333% | 10.43% | 11.67% | 12.46%
- Ocean energy |  | 0.004163% | 0.007905% | 0.1352% | 0.4566% | 0.9137% | 1.288% | 1.603% | 1.804%
| Final E (PJ): | 72734.39 | 80894.37 | 92042.49 | 106658.74 | 121751.07 | 132407.48 | 141360.09 | 150154.45
ELECTRICITY (PJ equivalent)
- Coal & Lignite |  | 28306.3799 | 27006.9484 | 16618.8519 | 6722.4619 | 1389.1925 | 0 | 0 | 0
- Gas |  | 17215.8359 | 18896.7777 | 20191.6651 | 17048.4236 | 13132.1565 | 7373.9922 | 2806.307 | 0
- Oil & Diesel |  | 2992.3301 | 2546.6576 | 1736.3512 | 843.1177 | 115.6853 | 12.0983 | 0 | 0
- Nuclear |  | 7628.562 | 8851.7461 | 6888.4467 | 4390.1278 | 2233.9026 | 439.8945 | 27.2199 | 0
- Hydrogen |  | 0 | 1.3336 | 103.0059 | 781.2107 | 2018.3207 | 4179.1674 | 6009.2702 | 7189.227
- Hydro |  | 11656.8185 | 13028.518 | 13697.3533 | 13399.0077 | 12757.0734 | 11669.0857 | 11229.0249 | 11467.2989
- Wind |  | 2512.3353 | 4681.3086 | 13645.8808 | 26256.6402 | 36767.2301 | 42766.6287 | 46483.0987 | 49578.4487
- PV |  | 739.1937 | 2941.1765 | 11996.3837 | 21814.2232 | 30652.2063 | 37867.6603 | 42309.8477 | 45314.3778
- Biomass (& renewable waste) |  | 1410.5448 | 2494.74 | 5129.5439 | 6973.016 | 7209.2872 | 7096.4812 | 7218.7732 | 7543.8478
- Geothermal |  | 241.1816 | 342.8135 | 958.3515 | 2630.4555 | 4217.6065 | 5482.3731 | 6515.2865 | 7640.7507
- Solar thermal power plants |  | 28.1803 | 95.9247 | 952.226 | 5313.0845 | 10145.9897 | 13814.9144 | 16495.4652 | 18712.2307
- Ocean energy |  | 3.0279 | 6.395 | 124.43 | 487.0002 | 1112.3922 | 1705.2083 | 2265.8196 | 2708.2684

## Standard Report
ATT | SEC | SUB | TECH | Unit | Time Res. | Case/Hypo-ID | Date Type | # TS | 2005-01-01 | 2007-01-01 | 2009-01-01 | 2010-01-01 | 2012-01-01 | 2015-01-01 | 2020-01-01 | 2025-01-01 | 2030-01-01 | 2035-01-01 | 2040-01-01 | 2045-01-01 | 2050-01-01
check sum
quanCom | IndElecApll | IndElecCons |  | TWh/a | a | Case: Scen III | r | #523 | 5182.0484 | 5811.5211 | 5602.2564 | 6117.9035 | 6668.9004 | 7088.2381 | 7710.4004 | 7654.9226 | 7730.6712 | 7987.3973 | 8347.0593 | 8677.9347 | 9022.0738 | 141360.0879 | 150154.4432
quanCom | IndHeatProd | BiomWaste |  | PJ/a | a | Case: Scen III | r | #2709 | 6886.6753 | 7362.3359 | 7179.5808 | 7369.1169 | 7550.8446 | 7742.4839 | 9281.3236 | 11747.2221 | 13179.8428 | 13413.3752 | 12188.9084 | 10562.7935 | 9242.0107 | 144763.7221 | 134130.2642
quanCom | IndHeatProd | DistrHeat |  | PJ/a | a | Case: Scen III | r | #667 | 4741.7366 | 4988.2232 | 4544.8976 | 5124.6993 | 5513.7258 | 5196.6255 | 5465.8838 | 5877.8903 | 6005.9435 | 5885.8683 | 5730.4731 | 5385.609 | 5456.6758 | 286123.81 | 284284.7074
quanCom | IndHeatProd | FuelOil |  | PJ/a | a | Case: Scen III | r | #668 | 12868.5368 | 13067.9307 | 11886.065 | 12765.2904 | 11865.0097 | 12165.0223 | 11791.3402 | 7288.2218 | 3116.5114 | 785.2953 | 99.9324 | 0 | 0
quanCom | IndHeatProd | Gas |  | PJ/a | a | Case: Scen III | r | #657 | 20998.8896 | 23068.0333 | 22567.131 | 25067.384 | 27031.3661 | 27201.3679 | 30243.2649 | 29360.2173 | 24996.0975 | 18151.0612 | 10989.1476 | 3939.0833 | 0
quanCom | IndHeatProd | Gasol/Dies/Keros |  | PJ/a | a | Case: Scen III | r | #665 | 0 | 0 | 0 | 0 | 0 | 0 | 0 | 0 | 0 | 0 | 0 | 0 | 0
quanCom | IndHeatProd | GeothEnerg |  | PJ/a | a | Case: Scen III | r | #592 | 15.4472 | 16.746 | 17.5441 | 13.693 | 13.813 | 14.972 | 263.3959 | 1044.1978 | 2688.3489 | 4088.2838 | 4964.0069 | 6111.5551 | 7203.8811
quanCom | IndHeatProd | HardCoal |  | PJ/a | a | Case: Scen III | r | #654 | 21441.7043 | 24309.439 | 26441.7507 | 28420.4156 | 29468.5726 | 28852.9749 | 26582.2473 | 16331.5656 | 6230.7273 | 391.1662 | 0.019267 | 0.020936 | -0.0025544
quanCom | IndHeatProd | Lignite |  | PJ/a | a | Case: Scen III | r | #4447 | 1124.4063 | 1357.3735 | 1159.7026 | 1123.2404 | 1048.4805 | 1049.0186 | 846.5171 | 487.599 | 303.7972 | 0 | 0 | 0 | 0
quanCom | IndHeatProd | IndElecCons |  | TWh/a | a | Case: Scen III | r | #524 | 1061.6783 | 1172.9368 | 1156.7489 | 1244.3892 | 1340.3707 | 1409.3816 | 1694.0862 | 2903.4714 | 4242.8048 | 5115.1291 | 5615.6054 | 6178.9893 | 6777.1556
quanCom | IndHeatProd | SolRadiat |  | PJ/a | a | Case: Scen III | r | #666 | 5.59 | 6.012 | 6.283 | 6.829 | 13.3119 | 14.7489 | 467.1643 | 2699.3973 | 6299.5565 | 8375.9812 | 9130.0626 | 9797.8123 | 10461.1296
quanCom | IndHeatProd | Hydrogen |  | PJ/a | a | Case: Scen III | r | #4286 | 0 | 0 | 0 | 0 | 0 | 0 | 0 | 55.124 | 867.8427 | 2290.9516 | 5746.9161 | 8921.4064 | 9331.2624
quanCom | IndOthAppl | Gas |  | PJ/a | a | Case: Scen III | r | #656 | 0 | 0 | 0 | 0 | 0 | 0 | 88.0099 | 180.1669 | 157.8413 | 146.6167 | 79.8846 | 42.028 | 0
quanCom | IndOthAppl | Gasol/Dies/Keros |  | PJ/a | a | Case: Scen III | r | #676 | 864.5754 | 806.5926 | 741.2096 | 777.8975 | 732.2268 | 733.0291 | 632.1959 | 426.8568 | 236.762 | 146.6167 | 53.2564 | 18.012 | 0
quanCom | NonEnerUse | CrdOil |  | PJ/a | a | Case: Scen III | r | #643 | 23339.0071 | 24581.3914 | 23821.4728 | 24828.1955 | 24656.3161 | 25734.943 | 23989.2866 | 23252.8144 | 22298.5693 | 20868.2965 | 19394.9237 | 17472.6628 | 15814.4001
quanCom | NonEnerUse | Gas |  | PJ/a | a | Case: Scen III | r | #3951 | 5125.8867 | 5286.8115 | 5481.9944 | 5949.2535 | 6671.9679 | 6741.0791 | 7272.1425 | 7421.6873 | 7829.3798 | 8111.5264 | 8408.5333 | 8645.3382 | 8802.7112
quanCom | NonEnerUse | HardCoal |  | PJ/a | a | Case: Scen III | r | #630 | 1416.7661 | 1708.2394 | 1764.9484 | 1763.6981 | 2037.7813 | 2525.9321 | 3101.4097 | 3786.722 | 4463.4761 | 5170.8422 | 5786.5185 | 6292.19 | 6517.3217
quanCom | OthSecElecAppl | OthSecElecCons |  | TWh/a | a | Case: Scen III | r | #519 | 7464.4062 | 8112.6343 | 8464.9465 | 8907.897 | 9249.402 | 9971.3851 | 11063.6392 | 11159.2322 | 11179.6933 | 11602.4991 | 12490.8412 | 13452.9644 | 14255.9514
quanCom | OthSecHeatProd | BiomWaste |  | PJ/a | a | Case: Scen III | r | #2708 | 30390.4266 | 30465.7172 | 30497.8579 | 30574.7369 | 30561.0396 | 31146.0842 | 31146.0292 | 30336.3193 | 27071.134 | 22920.7909 | 19522.7937 | 15235.5457 | 11068.2447
quanCom | OthSecHeatProd | Charcoal |  | PJ/a | a | Case: Scen III | r | #4226 | 1179.0071 | 1258.009 | 1294.5654 | 1340.7371 | 1515.9145 | 1613.5828 | 1510.5087 | 1295.3312 | 954.5765 | 621.3422 | 504.1576 | 381.5347 | 0.0026056
quanCom | OthSecHeatProd | DistrHeat |  | PJ/a | a | Case: Scen III | r | #670 | 6124.6644 | 6194.5584 | 6075.3357 | 6351.8763 | 6559.1102 | 6153.9084 | 6448.3136 | 7194.812 | 7531.9203 | 7822.6583 | 8059.5563 | 7758.6914 | 7635.3411
quanCom | OthSecHeatProd | FuelOil |  | PJ/a | a | Case: Scen III | r | #671 | 16817.4103 | 15808.4313 | 15397.6633 | 15548.564 | 15272.5641 | 15505.9164 | 14916.7946 | 8400.5745 | 2668.9114 | 874.8224 | 181.5662 | 0 | 3.5672e-11
quanCom | OthSecHeatProd | Gas |  | PJ/a | a | Case: Scen III | r | #645 | 24075.4835 | 24826.079 | 24740.3815 | 25701.0127 | 24558.6162 | 25772.6222 | 26903.0853 | 21965.9377 | 14911.9713 | 9248.9382 | 3991.6629 | 1052.5695 | 0
quanCom | OthSecHeatProd | Gasol/Dies/Keros |  | PJ/a | a | Case: Scen III | r | #672 | 0 | 0 | 0 | 0 | 0 | 0 | 0 | 0 | 0 | 0 | 0 | 0 | 0
quanCom | OthSecHeatProd | GeothEnerg |  | PJ/a | a | Case: Scen III | r | #635 | 201.104 | 230.6486 | 238.5861 | 260.346 | 286.6561 | 347.7546 | 529.2536 | 1686.1485 | 2997.2849 | 4322.0959 | 5623.2912 | 6900.0638 | 8176.9509
quanCom | OthSecHeatProd | HardCoal |  | PJ/a | a | Case: Scen III | r | #650 | 5397.1179 | 5475.6658 | 6214.2764 | 5959.7037 | 6230.7725 | 6176.9533 | 4370.0841 | 1698.1457 | -0.032804 | -0.0005071 | 4.2397e-05 | 4.2086e-05 | 4.4813e-05
quanCom | OthSecHeatProd | Lignite |  | PJ/a | a | Case: Scen III | r | #4450 | 341.6553 | 325.4755 | 369.0887 | 367.0777 | 369.4511 | 228.674 | 206.0023 | 52.3633 | 0 | 0 | 0 | 0 | 0
quanCom | OthSecHeatProd | OthSecElecCons |  | TWh/a | a | Case: Scen III | r | #518 | 1172.7522 | 1190.5709 | 1212.4111 | 1231.3515 | 1268.6382 | 1317.4574 | 1487.1688 | 2480.2758 | 3409.2509 | 4230.969 | 4942.942 | 5639.4746 | 6421.4003
quanCom | OthSecHeatProd | SolRadiat |  | PJ/a | a | Case: Scen III | r | #669 | 291.0844 | 376.4465 | 538.8842 | 633.9865 | 827.3059 | 1230.1727 | 1797.6704 | 4306.0767 | 6871.9778 | 8873.3402 | 10756.8835 | 12069.1801 | 12622.342
quanCom | OthSecHeatProd | Hydrogen |  | PJ/a | a | Case: Scen III | r | #4687 | 0 | 0 | 0 | 0 | 0 | 0 | 0 | 65.3863 | 667.3199 | 1441.0666 | 2410.6398 | 3098.5867 | 2926.974
quanCom | OthSecOthAppl | Gas |  | PJ/a | a | Case: Scen III | r | #646 | 0 | 0 | 0 | 0 | 0 | 0 | 281.7388 | 435.2852 | 398.7771 | 308.4715 | 198.412 | 71.4918 | 0
quanCom | OthSecOthAppl | Gasol/Dies/Keros |  | PJ/a | a | Case: Scen III | r | #675 | 2458.098 | 2352.6064 | 2248.1331 | 2241.4273 | 2340.8288 | 2327.1778 | 1895.2954 | 1198.103 | 683.3007 | 308.4715 | 148.6243 | 33.771 | 0
quanCom | Transp | Biofuel/Synfuel |  | PJ/a | a | Case: Scen III | r | #3832 | 808.0963 | 1390.1309 | 2136.6698 | 2376.533 | 2753.5027 | 3163.1637 | 4125.7443 | 9334.4154 | 10458.6812 | 11896.861 | 13782.996 | 13829.7832 | 12021.5881
quanCom | Transp | Elec |  | TWh/a | a | Case: Scen III | r | #3798 | 265.124 | 301.3613 | 317.4041 | 350.7559 | 389.2454 | 417.536 | 515.3627 | 1369.4552 | 3065.0097 | 4883.7488 | 5383.4092 | 5317.3282 | 5232.9865
quanCom | Transp | FuelOil |  | PJ/a | a | Case: Scen III | r | #3816 | 1774.7419 | 1937.8019 | 1820.764 | 1800.0124 | 2216.6962 | 2130.4863 | 2202.5374 | 2157.8622 | 1867.6998 | 1254.9676 | 221.1672 | 3.4056 | 0
quanCom | Transp | Gas |  | PJ/a | a | Case: Scen III | r | #3808 | 3087.5079 | 3372.7074 | 3275.2398 | 3727.1486 | 3788.9842 | 4109.7745 | 4208.9765 | 2868.3308 | 1726.6712 | 795.2035 | 349.367 | 131.2535 | 0.34898
quanCom | Transp | Gasol/Dies/Keros |  | PJ/a | a | Case: Scen III | r | #3817 | 72646.0354 | 75713.0809 | 74878.7419 | 77262.6569 | 81036.507 | 86277.9938 | 87986.8144 | 59104.2159 | 31563.5767 | 11453.9985 | 3393.8303 | 245.4617 | 3.2143e-12
quanCom | Transp | Hydrogen |  | PJ/a | a | Case: Scen III | r | #3831 | 0 | 0 | 0 | 0 | 0 | 0 | 16.2658 | 826.8711 | 3029.0553 | 5130.1926 | 6307.9913 | 6763.8715 | 6849.0819 | 13092.0169 | distr. heat consumed
quanCom | Ind_CHP | Heat |  | PJ/a | a | Case: Scen III | r | #500 | 3156.2467 | 3988.1502 | 3899.9986 | 4264.9712 | 4589.0814 | 4670.3397 | 5876.8576 | 7416.02 | 9440.6811 | 11298.5768 | 12761.4536 | 14333.1337 | 14918.9192 | 16223.2302 | CHP heat produced
quanCom | OthSecCHP | Heat |  | PJ/a | a | Case: Scen III | r | #2485 | 109.0429 | 116.4462 | 101.3813 | 108.452 | 105.0014 | 94.992 | 128.4894 | 259.6911 | 421.0661 | 649.8025 | 893.3556 | 1115.0592 | 1304.3109
quanFlow | Refinery | Biofuel/Synfuel | Synfuel_Prod | PJ/a | a | Case: Scen III | r | #4999 | 7.6642e-05 | 7.8485e-05 | 7.049e-05 | 7.125e-05 | 7.9295e-05 | -0.10491 | 1.8103 | 5 | 403.9352 | 2115.3321 | 4550.8446 | 5628.7496 | 6328.4774
quanCom |  | Synfuel_for_Bunkers |  | PJ/a | a | Case: Scen III | r | #5178 | 0 | 0 | 0 | 0 | 0 | 0 | 0 | 0 | 213.3487 | 598.0792 | 1036.1041 | 1762.9426 | 2719.9799
Eff | HydrogenProd | Elec*Hydrogen | Electrolysis | PJ/PJ | a | Scen III | ir | #190 | 0.65 | 0.65 | 0.65 | 0.65 | 0.65 | 0.662 | 0.677 | 0.684 | 0.714 | 0.716 | 0.734 | 0.742 | 0.766 | Mittelwert
[14 empty] | 11.67% | 11.85% | 18.18% | 23.37% | 26.72% | 28.35% | 29.54% | 31.06% | Share electricity use for Heating-Other sectors
[14 empty] | 16.59% | 18.01% | 27.5% | 35.44% | 39.04% | 40.22% | 41.59% | 42.9% | Share electricity use for Heating-Industry
quanCom |  | Hydrogen |  | PJ/a | a | Case: Scen III | r | #673 | 9.3596e-05 | 0.00011598 | 0.00014359 | 0.00016306 | 0.0002007 | 0.00020216 | 21.0916 | 1251.3217 | 6763.022 | 14755.8546 | 27730.9001 | 38367.6369 | 41747.7245
| IndElecApll | [7 empty] | 18655.3744 | 20921.476 | 20168.1232 | 22024.4525 | 24008.0416 | 25517.6571 | 27757.4414 | 27557.7215 | 27830.4162 | 28754.6302 | 30049.4133 | 31240.5648 | 32479.4656 |  | 41694.957
| of which electricity | [7 empty] | 18655.3744 | 20921.476 | 20168.1232 | 22024.4525 | 24008.0416 | 25517.6571 | 27757.4414 | 27557.7215 | 27830.4162 | 28754.6302 | 30049.4133 | 31240.5648 | 32479.4656
| of which fuels | [7 empty] | 0 | 0 | 0 | 0 | 0 | 0 | 0 | 0 | 0 | 0 | 0 | 0 | 0
| IndHeatProd | [7 empty] | 71905.0277 | 78398.666 | 77967.2509 | 84370.4695 | 87330.4588 | 87310.9876 | 91039.8475 | 85343.9326 | 78962.7649 | 71796.4476 | 69065.6457 | 66962.6421 | 66092.7171
| of which electricity | [7 empty] | 3822.0418 | 4222.5725 | 4164.2961 | 4479.801 | 4825.3346 | 5073.7736 | 6098.7103 | 10452.4972 | 15274.0972 | 18414.4647 | 20216.1793 | 22244.3615 | 24397.7601
| of which fuels | [7 empty] | 68082.9859 | 74176.0935 | 73802.9548 | 79890.6685 | 82505.1243 | 82237.214 | 84941.1372 | 74891.4354 | 63688.6677 | 53381.9829 | 48849.4664 | 44718.2805 | 41694.957
| IndOthAppl | [7 empty] | 864.5754 | 806.5926 | 741.2096 | 777.8975 | 732.2268 | 733.0291 | 720.2058 | 607.0237 | 394.6033 | 293.2334 | 133.1409 | 60.0401 | 0
| IndCHPHeat | [7 empty] | 3156.2467 | 3988.1502 | 3899.9986 | 4264.9712 | 4589.0814 | 4670.3397 | 5876.8576 | 7416.02 | 9440.6811 | 11298.5768 | 12761.4536 | 14333.1337 | 14918.9192
| electricity | [7 empty] | 22477.4162 | 25144.0485 | 24332.4193 | 26504.2535 | 28833.3762 | 30591.4307 | 33856.1517 | 38010.2187 | 43104.5135 | 47169.0949 | 50265.5926 | 53484.9263 | 56877.2257
| fuels | [7 empty] | 72103.808 | 78970.8363 | 78444.1629 | 84933.5372 | 87826.4324 | 87640.5829 | 91538.2006 | 82914.4791 | 73523.952 | 64973.7931 | 61744.0609 | 59111.4543 | 56613.8762
| PowerPlants | Hydrogen use | Gas_PP | PJ/PJ | a | Scen III
| CHP | Hydrogen use | CHP_Gas & fuels cells | PJ/PJ | a | Scen III
| OthSecCHP | Hydrogen use | CHP_Gas & fuels cells | PJ/PJ | a | Scen III
| Ind_CHP | Hydrogen use | CHP_Gas & fuels cells | PJ/PJ | a | Scen III
| klassische Stromverbraucher (IND, OTH) |  |  | TWh/a |  |  |  |  | 12646.4547 | 13924.1555 | 14067.2029 | 15025.8005 | 15918.3024 | 17059.6232 | 18774.0396 | 18814.1548 | 18910.3645 | 19589.8964 | 20837.9004 | 22130.899 | 23278.0252
| P2H (IND, OTH) |  |  | TWh/a |  |  |  |  | 2234.4305 | 2363.5077 | 2369.16 | 2475.7407 | 2609.0089 | 2726.8389 | 3181.255 | 5383.7472 | 7652.0557 | 9346.098 | 10558.5473 | 11818.4639 | 13198.5558
| E-Mobilität |  |  | TWh/a |  |  |  |  | 265.124 | 301.3613 | 317.4041 | 350.7559 | 389.2454 | 417.536 | 515.3627 | 1369.4552 | 3065.0097 | 4883.7488 | 5383.4092 | 5317.3282 | 5232.9865
| Summe EEV STrom |  |  | TWh/a |  |  |  |  | 15146.0092 | 16589.0245 | 16753.767 | 17852.2971 | 18916.5567 | 20203.9982 | 22470.6573 | 25567.3572 | 29627.4298 | 33819.7432 | 36779.8569 | 39266.6911 | 41709.5676
|  |  |  | PJ/a |  |  |  |  | 54525.633 | 59720.4881 | 60313.5612 | 64268.2697 | 68099.6041 | 72734.3934 | 80894.3664 | 92042.4858 | 106658.7474 | 121751.0754 | 132407.4849 | 141360.0879 | 150154.4432
quanCom | Ind_CHP | Hydrogen use | CHP_Gas & fuels cells | PJ/a | a | Scen III | r |  | 8.9373e-05 | 0.00011166 | 0.00013946 | 0.00015851 | 0.00019607 | 0.00019753 | 4.2858 | 148.5618 | 519.5739 | 1445.4979 | 4001.972 | 6349.8925 | 7401.5415
quanCom | OthSecCHP | Hydrogen use | CHP_Gas & fuels cells | PJ/a | a | Scen III | r |  | 4.2224e-06 | 4.3279e-06 | 4.1305e-06 | 4.5472e-06 | 4.6306e-06 | 4.626e-06 | 0.54002 | 9.3033 | 60.1399 | 180.2282 | 482.5161 | 691.1497 | 834.1962
quanCom | CHP | Hydrogen use | CHP_Gas & fuels cells | PJ/a | a | Scen III | r |  | 0 | 0 | 0 | 0 | 0 | 0 | 0 | 119.2222 | 581.2187 | 1381.348 | 2951.7675 | 4140.2678 | 4846.4204
quanCom | PowerPlants | Hydrogen use | Gas_PP | PJ/a | a | Scen III | r |  | 0 | 0 | 0 | 0 | 0 | 0 | 0 | 26.8531 | 1037.8715 | 2886.5696 | 5829.0973 | 8402.4623 | 9558.2481

## Electricity demand 1.5C
Electricity demand in TWh/yr
| Scenario: | World 1.5°C scenario
|  | 2015 | 2020 | 2025 | 2030 | 2035 | 2040 | 2045 | 2050
Electricity consumption (final energy) |  | 20204 | 22470.66 | 25567.36 | 29627.43 | 33819.74 | 36779.86 | 39266.69 | 41709.57
- Industry |  | 8497.62 | 9404.49 | 10558.39 | 11973.48 | 13102.53 | 13962.66 | 14856.92 | 15799.23
- Transport |  | 417.54 | 515.36 | 1369.46 | 3065.01 | 4883.75 | 5383.41 | 5317.33 | 5232.99
- Residential & other sectors |  | 11288.84 | 12550.81 | 13639.51 | 14588.94 | 15833.47 | 17433.78 | 19092.44 | 20677.35
Non-final electricity consumption |  | 4084.38 | 4211.63 | 4591.58 | 7145.1 | 11427.26 | 17938.11 | 22529.54 | 23599.85
- Own consumption conversion sector |  | 2098.74 | 2070.17 | 1752.35 | 1515.09 | 1246.42 | 1082.69 | 871.43 | 688.37
- Distribution losses |  | 1985.64 | 2131.49 | 2328.48 | 2715.11 | 2978.17 | 3263.87 | 3460.93 | 3652.61
- Generation of hydrogen (P2G) |  | 0 | 8.63 | 507.09 | 2631.55 | 5718.86 | 10485.6 | 14389.97 | 15140.03
- Generation of synthetic fuels (P2L) |  | 0 | 1.34 | 3.66 | 283.34 | 1483.82 | 3105.95 | 3807.21 | 4118.83
Gross electricity demand |  | 24288.38 | 26682.29 | 30158.93 | 36772.53 | 45247.01 | 54717.96 | 61796.23 | 65309.41

## Installed capacity 1.5C
Installed capacity in GW
| Scenario: | World 1.5°C scenario
|  | 2015 | 2020 | 2025 | 2030 | 2035 | 2040 | 2045 | 2050
Total generation |  | 6401.6 | 7383.7 | 10561.37 | 14930.05 | 19519.52 | 24201.15 | 27583.63 | 29145.99
- Fossil |  | 4039.37 | 3968.26 | 3588.76 | 3196.68 | 2836.91 | 2118.23 | 1083.57 | 0
- Hard coal (& non-renewable waste) |  | 1589.93 | 1468.93 | 1110.01 | 610.59 | 152.27 | 0 | 0 | 0
- Lignite |  | 360.66 | 307.82 | 89.96 | 33.62 | 15.69 | 0 | 0 | 0
- Gas (w/o hydrogen) |  | 1632.49 | 1819.53 | 2135.4 | 2437.97 | 2641.3 | 2114.7 | 1083.57 | 0
- Oil |  | 400.85 | 322.34 | 218.52 | 105.7 | 27.65 | 3.53 | 0 | 0
- Diesel |  | 55.44 | 49.64 | 34.86 | 8.8 | 0 | 0 | 0 | 0
- Nuclear |  | 391.21 | 422.84 | 319.11 | 209.84 | 120.11 | 27.23 | 1.74 | 0
- Hydrogen (fuel cells, gas power plants, gas CHP) |  | 0 | 0.12 | 9.41 | 103.92 | 391.29 | 1204.49 | 2371.47 | 3422.75
- Renewables |  | 1971.02 | 2992.49 | 6644.09 | 11419.61 | 16171.21 | 20851.17 | 24126.85 | 25723.24
- Hydro |  | 1201.84 | 1311.19 | 1385.42 | 1414.51 | 1447.71 | 1470.66 | 1496.92 | 1523.1
- Wind |  | 413.26 | 717.79 | 1912.42 | 3673.14 | 5315.16 | 6645.02 | 7465.35 | 7752.83
of which wind offshore |  | 9.63 | 19.73 | 161.32 | 526.58 | 882.33 | 1174.65 | 1363.94 | 1423.21
- PV |  | 225.26 | 755.21 | 2828.67 | 5133.35 | 7484.68 | 10017.49 | 11842.3 | 12684.19
- Biomass (& renewable waste) |  | 112.42 | 178.44 | 350.25 | 498.41 | 580.77 | 656.08 | 740.86 | 798.15
- Geothermal |  | 13.51 | 18.23 | 53.42 | 146.63 | 244.55 | 355.81 | 446.95 | 525.35
- Solar thermal power plants # |  | 4.24 | 10.75 | 92.1 | 474.04 | 920.09 | 1410.7812 | 1746.32 | 1990.12
- Ocean energy |  | 0.49 | 0.88 | 21.82 | 79.53 | 178.26 | 295.33 | 388.15 | 449.5
Variable RES (PV, Wind, Ocean) |  | 639.01 | 1473.88 | 4762.91 | 8886.02 | 12978.09 | 16957.83 | 19695.8 | 20886.52
Share of variable RES |  | 10% | 20% | 45.1% | 59.5% | 66.5% | 70.1% | 71.4% | 71.7%
RES share * |  | 30.8% | 40.5% | 63% | 77% | 84.6% | 90.8% | 95.9% | 100%
* H2 proportionally to RES share in power generation
# revised values for 2035, 2040, 2045 due to error corrections in the assumed full load hours.

## Primary energy demand 1.5C
Primary energy demand in PJ/yr
|  | Scenario: | World 1.5°C scenario
|  |  | 2015 | 2020 | 2025 | 2030 | 2035 | 2040 | 2045 | 2050
| Total |  | 555747.08 | 562532.51 | 499742.39 | 443560.81 | 413296.57 | 411515.45 | 413192.26 | 412349.09
| - Fossil |  | 451185.18 | 438315.96 | 330306.68 | 215701.24 | 132202.41 | 82274.76 | 49030.58 | 31799.95
| - Hard coal (& non-renewable waste) |  | 141545.49 | 125246.42 | 83613.3 | 39348.54 | 12079.82 | 6210.15 | 6294.04 | 6517.7
| - Lignite |  | 19835.11 | 16955.97 | 5005.6 | 2053.41 | 776.85 | 0 | 0 | 0
| - Natural gas |  | 123329.13 | 132163.41 | 125804.81 | 105053.28 | 82019.61 | 52207.01 | 24943.83 | 9467.85
| - Crude oil |  | 166475.45 | 163950.16 | 115882.97 | 69246 | 37326.13 | 23857.6 | 17792.72 | 15814.4
| - Nuclear |  | 28082.12 | 31878.62 | 24670.56 | 16539.27 | 9062.99 | 1983.28 | 129.82 | 0
| - Renewables |  | 76479.78 | 92337.93 | 144765.14 | 211320.31 | 272031.17 | 327257.41 | 364031.85 | 380549.14
| - Hydro |  | 13998.57 | 15477.12 | 16182.16 | 16652.38 | 17075.58 | 17362.61 | 17674.02 | 17957.88
| - Wind |  | 3017.42 | 5561.47 | 16122.55 | 32634.75 | 49218.41 | 63639.22 | 73169.33 | 77647.56
| - Solar |  | 2256.81 | 6008.23 | 23894.8 | 51926.05 | 80096.61 | 107254.96 | 126446.15 | 137345.81
| - Biomass (& renewable waste) |  | 54459.66 | 61311.74 | 77752.27 | 83342.27 | 82021.75 | 79397.61 | 74427.62 | 65478.16
| - Geothermal |  | 2743.69 | 3971.76 | 10666.38 | 26159.67 | 42129.95 | 57065.97 | 68748.68 | 77878.88
| - Ocean energy |  | 3.62 | 7.61 | 146.98 | 605.19 | 1488.86 | 2537.03 | 3566.05 | 4240.86
| RES share |  | 18.8% | 22.1% | 33.9% | 51.4% | 68% | 80% | 88.1% | 92.3%
| 'Efficiency' savings (compared to Ref.) |  | 0 | 29896.85 | 128911.02 | 237598.12 | 313341.39 | 360987.43 | 393656.61 | 425294
DIRECT EQUIVALENT METHOD
Primary energy demand in PJ/yr
|  | Scenario: | World 1.5°C scenario 2015: World 1.5°C scenario
|  |  | 2015 | 2020 | 2025 | 2030 | 2035 | 2040 | 2045 | 2050
| Total |  | 534679.69 | 538340.4 | 476296.37 | 413812.72 | 377061.46 | 369317.29 | 365261.39 | 358870.74
| - Fossil |  | 451185.18 | 438315.96 | 330306.68 | 215701.24 | 132202.41 | 82274.76 | 49030.58 | 31799.95
| - Hard coal |  | 141545.49 | 125246.42 | 83613.3 | 39348.54 | 12079.82 | 6210.15 | 6294.04 | 6517.7
| - Lignite |  | 19835.11 | 16955.97 | 5005.6 | 2053.41 | 776.85 | 0 | 0 | 0
| - Natural gas |  | 123329.13 | 132163.41 | 125804.81 | 105053.28 | 82019.61 | 52207.01 | 24943.83 | 9467.85
| - Crude oil |  | 166475.45 | 163950.16 | 115882.97 | 69246 | 37326.13 | 23857.6 | 17792.72 | 15814.4
| - Nuclear |  | 9160.65 | 10514.17 | 8137.27 | 5455.63 | 2989.91 | 654.48 | 42.84 | 0
| - Renewables |  | 74333.85 | 89510.28 | 137852.41 | 192655.86 | 241869.14 | 286388.06 | 316187.96 | 327070.78
| - Hydro |  | 13998.57 | 15477.12 | 16182.16 | 16652.38 | 17075.58 | 17362.61 | 17674.02 | 17957.88
| - Wind |  | 3017.42 | 5561.47 | 16122.55 | 32634.75 | 49218.41 | 63639.22 | 73169.33 | 77647.56
| - Solar |  | 2167.36 | 5904.72 | 22952.33 | 47864.52 | 73318.37 | 98558.71 | 116126.84 | 124984.4
| - Biomass |  | 54459.66 | 61311.74 | 77752.27 | 83342.27 | 82021.75 | 79397.61 | 74427.62 | 65478.16
| - Geothermal |  | 687.22 | 1247.61 | 4696.11 | 11556.74 | 18746.17 | 24892.86 | 31224.1 | 36761.92
| - Ocean Energy |  | 3.62 | 7.61 | 146.98 | 605.19 | 1488.86 | 2537.03 | 3566.05 | 4240.86
| RES share |  | 15.6% | 18.6% | 30.7% | 47.9% | 64.9% | 77.7% | 86.6% | 91.1%

## Heat supply 1.5C
Heat supply in PJ/yr
| Scenario: | World 1.5°C scenario
|  | 2015 | 2020 | 2025 | 2030 | 2035 | 2040 | 2045 | 2050
District heating plants |  | 7632.45 | 7925.01 | 8021.21 | 7318.58 | 6544.34 | 5937.48 | 4669.81 | 4026.89 | 1) public CHP and CHP autoproduction
- Fossil fuels |  | 7347.69 | 6905.95 | 5326.89 | 3895.09 | 2148.78 | 1134.72 | 185.79 | 0 | 2) heat from ambient energy and electricity use
- Biomass |  | 256.46 | 960.05 | 1693.26 | 1844.95 | 1923.39 | 1783.93 | 1446.18 | 983.45 | 3) incl. process heat, cooking
- Solar collectors |  | 0.93 | 32.4 | 650.8 | 981.85 | 1463.76 | 1777.86 | 1709.35 | 1641.8
- Geothermal |  | 27.38 | 26.61 | 350.26 | 596.69 | 1008.41 | 1240.97 | 1328.49 | 1401.64
Heat from CHP 1) |  | 9911.22 | 11505.65 | 14376.49 | 17682.6 | 20612.03 | 22917.74 | 25188.98 | 26498.24
- Fossil fuels |  | 8936.31 | 10042.18 | 10130.62 | 8736.61 | 7209.34 | 4898.81 | 2037.86 | 0
- Biomass |  | 967.39 | 1439.69 | 3688.69 | 6544.33 | 8599.94 | 10198.28 | 12025.69 | 12956.17
- Geothermal |  | 7.51 | 21.15 | 483.42 | 2005.54 | 3682.46 | 4907.86 | 6629.94 | 8014.82
- Hydrogen |  | 0 | 2.63 | 73.76 | 396.12 | 1120.3 | 2912.79 | 4495.47 | 5527.25
Direct heating |  | 133088.22 | 138372.75 | 130839.17 | 122226.13 | 116373.2 | 114558.94 | 113779.86 | 113836.16
- Fossil fuels |  | 97418.12 | 97892.44 | 73504.62 | 45910.88 | 26638.21 | 14113.36 | 4680.44 | 0
- Biomass |  | 24245.83 | 25970.3 | 28111.17 | 28537.5 | 27033.8 | 24403.18 | 20397.11 | 16211.73
- Solar collectors |  | 1244.92 | 2264.83 | 7005.47 | 13171.53 | 17249.32 | 19886.95 | 21866.99 | 23083.47
- Geothermal |  | 0 | 43.37 | 196.32 | 645.58 | 1172.61 | 1519.58 | 2005.26 | 2403.54
- Heat pumps 2) |  | 528 | 1074.77 | 3585.06 | 7040.08 | 9983.5 | 12362.68 | 14833.33 | 17303.06
- Electric direct heating |  | 9651.35 | 11127.03 | 18330.46 | 25547.38 | 30900.21 | 34715.81 | 38719.5 | 43189.04
- Hydrogen |  | 0 | 0 | 106.07 | 1373.18 | 3395.52 | 7557.39 | 11277.23 | 11645.32
Total heat supply 3) |  | 150631.88 | 157803.4 | 153236.87 | 147227.31 | 143529.57 | 143414.15 | 143638.65 | 144361.28
- Fossil fuels |  | 113702.12 | 114840.57 | 88962.14 | 58542.58 | 35996.33 | 20146.89 | 6904.09 | 0
- Biomass |  | 25469.68 | 28370.04 | 33493.12 | 36926.78 | 37557.14 | 36385.39 | 33868.99 | 30151.34
- Solar collectors |  | 1245.85 | 2297.23 | 7656.27 | 14153.39 | 18713.09 | 21664.8 | 23576.34 | 24725.27
- Geothermal |  | 34.88 | 91.13 | 1030 | 3247.81 | 5863.47 | 7668.41 | 9963.69 | 11820
- Heat pumps 2) |  | 528 | 1074.77 | 3585.06 | 7040.08 | 9983.5 | 12362.68 | 14833.33 | 17303.06
- Electric direct heating |  | 9651.35 | 11127.03 | 18330.46 | 25547.38 | 30900.21 | 34715.81 | 38719.5 | 43189.04
- Hydrogen |  | 0 | 2.63 | 179.83 | 1769.3 | 4515.82 | 10470.18 | 15772.7 | 17172.58
RES share (including RES electricity) |  | 19.7% | 22.4% | 36.3% | 55.5% | 71.7% | 84.2% | 94.5% | 100%
electricity consumption heat pumps (TWh/yr) |  | 45.909 | 90.414 | 291.952 | 555.562 | 762.705 | 915.266 | 1063.047 | 1201.601
'Efficiency' savings (compared to Ref.) |  | 0 | 8164.15 | 23410.99 | 43258.58 | 59731.03 | 72997.87 | 84747.04 | 95356.71
RES Share (excluding electricity) |  | 18.11% | 20.17% | 29.98% | 42.88% | 53.39% | 61.75% | 68.24% | 70.08%
Electric Heating |  | 6.407% | 7.051% | 11.96% | 17.35% | 21.53% | 24.21% | 26.96% | 29.92%
RES Share Electrical Generation |  | 22.8% | 29.2% | 50.6% | 72.6% | 85.9% | 93.9% | 97.9% | 100%
RES Share Electric Heating |  | 1.461% | 2.059% | 6.053% | 12.6% | 18.49% | 22.73% | 26.39% | 29.92%
TOTAL RES SHARE HEAT |  | 19.57% | 22.23% | 36.04% | 55.48% | 71.89% | 84.48% | 94.63% | 100%

## Transport 1.5C
Final energy consumption transport in PJ/yr
| Scenario: | World 1.5°C scenario
|  | 2015 | 2020 | 2025 | 2030 | 2035 | 2040 | 2045 | 2050
road |  | 85168.91 | 88276.33 | 67579.38 | 48948.94 | 38252.49 | 34055.34 | 31048.33 | 28858.49
- fossil fuels |  | 79823.96 | 81502.78 | 53956.74 | 28258.28 | 10012.94 | 3181.27 | 239.87 | 0
- biofuels |  | 3163.27 | 4043.17 | 8521.76 | 8506.95 | 7355.07 | 6092.98 | 5393.88 | 3587.67
- synfuels |  | 0 | 1.77 | 4.57 | 341.75 | 1590.59 | 3003.44 | 3702.07 | 3988.07
- natural gas |  | 1736.8 | 2034.36 | 1042.51 | 384.11 | 95.14 | 17.58 | 5.33 | 0
- hydrogen |  | 0 | 16.27 | 807.76 | 2920.53 | 4775.67 | 6061.21 | 6606.23 | 6763.57
- electricity |  | 444.89 | 677.98 | 3246.04 | 8537.31 | 14423.07 | 15698.86 | 15100.96 | 14519.18
rail |  | 2705.08 | 2618.1 | 2932.48 | 3119.41 | 3315.51 | 3558.98 | 3799.4 | 4087.4
- fossil fuels |  | 1734.94 | 1471.07 | 1217.71 | 665.36 | 220.47 | 36.15 | 0.63 | 0
- biofuels |  | 0 | 66.99 | 133.18 | 118.37 | 138.46 | 145.15 | 56.99 | 0
- synfuels |  | 0 | 0.03 | 0.07 | 4.76 | 29.94 | 71.55 | 39.12 | 0
- electricity |  | 970.14 | 1080.02 | 1581.52 | 2330.92 | 2926.64 | 3306.12 | 3702.66 | 4087.4
navigation |  | 2130.49 | 2216.32 | 2301.09 | 2382.65 | 2455.72 | 2505.97 | 2571.4 | 2600.98
- fossil fuels |  | 2130.49 | 2202.54 | 2157.86 | 1867.7 | 1254.97 | 221.17 | 3.41 | 0
- biofuels |  | 0 | 13.77 | 143.15 | 495.06 | 987.25 | 1530.41 | 1522.82 | 1231.76
- synfuels |  | 0 | 0.01 | 0.08 | 19.89 | 213.5 | 754.39 | 1045.18 | 1369.23
aviation |  | 4719.09 | 5012.97 | 4461.38 | 3611.84 | 2802.63 | 2361.48 | 2074.7 | 1844.87
- fossil fuels |  | 4719.09 | 5012.97 | 3929.77 | 2639.93 | 1220.59 | 176.41 | 4.96 | 0
- biofuels |  | 0 | 0 | 531.32 | 934.37 | 1300.74 | 1463.61 | 1227.35 | 873.68
- synfuels |  | 0 | 0 | 0.28 | 37.54 | 281.3 | 721.46 | 842.39 | 971.19
total (incl. pipelines) |  | 97184.65 | 100395.64 | 79221.73 | 59679.72 | 48112.72 | 43435.62 | 40116.16 | 37709.42
- fossil fuels |  | 88408.48 | 90189.35 | 61262.08 | 33431.28 | 12708.97 | 3615 | 248.87 | 0
- biofuels (incl. biogas) |  | 3163.27 | 4123.93 | 9329.42 | 10054.75 | 9781.53 | 9232.15 | 8201.03 | 5693.11
- synfuels |  | 0 | 1.81 | 5 | 403.94 | 2115.33 | 4550.84 | 5628.75 | 6328.48
- natural gas |  | 4109.77 | 4208.98 | 2868.33 | 1726.67 | 795.2 | 349.37 | 131.25 | 0
- hydrogen |  | 0 | 16.27 | 826.87 | 3029.06 | 5130.19 | 6307.99 | 6763.87 | 6849.08
- electricity |  | 1503.13 | 1855.31 | 4930.04 | 11034.03 | 17581.5 | 19380.27 | 19142.38 | 18838.75
total RES |  | 3506.12 | 4670.27 | 12243.86 | 20558.67 | 31110.3 | 37622.43 | 39075.83 | 37709.4
RES share |  | 3.6% | 4.7% | 15.5% | 34.4% | 64.7% | 86.6% | 97.4% | 100%

## CO2-emissions 1.5C
CO2 emissions in Mill t/yr
| Scenario: | World 1.5°C scenario
|  | 2015 | 2020 | 2025 | 2030 | 2035 | 2040 | 2045 | 2050
Condensation power plants |  | 9757.61 | 9212.73 | 6007.86 | 3163.28 | 1399.68 | 586.54 | 212.91 | 0
- Hard coal (& non-renewable waste) |  | 5298.76 | 4882.34 | 3089.55 | 1111.17 | 131.08 | 0 | 0 | 0
- Lignite |  | 1773.34 | 1513.25 | 371.85 | 188.51 | 82.78 | 0 | 0 | 0
- Gas |  | 2020.2 | 2157.35 | 2092.81 | 1627.8 | 1153.76 | 583.27 | 212.91 | 0
- Oil |  | 534.61 | 553.18 | 383.16 | 210.07 | 32.07 | 3.27 | 0 | 0
- Diesel |  | 130.69 | 106.6 | 70.48 | 25.73 | 0 | 0 | 0 | 0
Combined heat and power plants |  | 2640.03 | 2725.92 | 2377.14 | 1758.12 | 1205.33 | 695.7 | 284.62 | 0
- Hard coal (& non-renewable waste) |  | 1519.81 | 1650.21 | 1323.2 | 767.81 | 261.65 | 0 | 0 | 0
- Lignite |  | 264.2 | 233.82 | 112.38 | 0 | 0 | 0 | 0 | 0
- Gas |  | 791.24 | 802.15 | 923.6 | 987.56 | 943.68 | 695.7 | 284.62 | 0
- Oil |  | 64.79 | 39.74 | 17.96 | 2.74 | 0 | 0 | 0 | 0
CO2 emissions power and CHP plants |  | 12397.64 | 11938.65 | 8385 | 4921.4 | 2605.01 | 1282.24 | 497.54 | 0
- Hard coal (& non-renewable waste) |  | 6818.57 | 6532.55 | 4412.75 | 1878.99 | 392.72 | 0 | 0 | 0
- Lignite |  | 2037.55 | 1747.07 | 484.23 | 188.51 | 82.78 | 0 | 0 | 0
- Gas |  | 2811.43 | 2959.5 | 3016.41 | 2615.37 | 2097.43 | 1278.97 | 497.54 | 0
- Oil & diesel |  | 730.09 | 699.53 | 471.61 | 238.54 | 32.07 | 3.27 | 0 | 0
CO2 intensity (g/kWh)
without credit for CHP heat
- CO2 intensity fossil electr. generation |  | 766.1 | 746.82 | 662.92 | 579.22 | 478.7 | 420.07 | 405.56 | 0
- CO2 intensity total electr. generation |  | 511 | 447.29 | 277.63 | 133.67 | 57.55 | 23.43 | 8.05 | 0
[10 empty] | Emissions Reduction: | 8.3% | for 3 Sectors (Note: Power generation & conversion emissions will drop greatly as a result)
CO2 emissions by sector |  | 31182.22 | 29459.91 | 20550.56 | 11771.91 | 5785.58 | 2644.76 | 847.18 | 0 | 2020 | 16895.71
- % of 1990 emissions (20448 Mill t) |  | 152.5% | 144.1% | 100.5% | 57.6% | 28.3% | 12.9% | 4.1% | 0% | 2021 | 15493.3661
[10 empty] | 2022 | 14207.4167
- Industry 1) |  | 6693.41 | 6796.7 | 5234.55 | 3442.52 | 1899.6 | 1040.89 | 380.33 | 0 | 2023 | 13028.2011
- Residential & other sectors 1) |  | 3397.82 | 3234.49 | 2164.66 | 1137.85 | 653.17 | 277.33 | 72.74 | 0 | 2024 | 11946.8604
- Transport |  | 6717.43 | 6864.52 | 4640.93 | 2522.66 | 956.39 | 271.47 | 18.96 | 0 | 2025 | 10955.271
[10 empty] | 2026 | 10045.9835
- Power generation 2) |  | 10952.15 | 10286.37 | 6906.2 | 3707.72 | 1800.41 | 851.16 | 332.6 | 0 | 2027 | 9212.1669
- Other conversion 3) |  | 3421.41 | 2277.84 | 1604.22 | 961.16 | 476.01 | 203.92 | 42.56 | 0 | 2028 | 8447.557
[10 empty] | 2029 | 7746.4098
Cumulated emissions since 2015 (Mill. t) |  | 31182.22 | 181926.39 | 302497.88 | 378914.74 | 419815.31 | 439320.77 | 447151.84 | 449693.38 | 2030 | 7103.4578 | 7103.03
Population (Mill.) |  | 7382.88 | 7795.36 | 8185.49 | 8551.08 | 8892.58 | 9210.22 | 9504.09 | 9771.71
CO2 emissions per capita (t/capita) |  | 4.22 | 3.78 | 2.51 | 1.38 | 0.65 | 0.29 | 0.09 | 0
'Efficiency' savings (compared to Ref.) |  | 0 | 2890.1 | 13212.26 | 24576.49 | 32807.61 | 38164.42 | 41510.12 | 43526.87
1) incl. CHP autoproducers
2) incl. CHP public
3) district heating, refineries, coal transformation, gas transport

## Electricity generation 5C
Electricity generation in TWh/yr
| Scenario: | World Reference
|  | 2015 | 2020 | 2025 | 2030 | 2035 | 2040 | 2045 | 2050
Power plants |  | 20790.19 | 23627.97 | 26581.41 | 30754.41 | 34548.46 | 38355.26 | 41655.54 | 44921.43
- Hard coal (& non-renewable waste) |  | 5994.91 | 6589.67 | 7221.12 | 8485.82 | 9619.68 | 10740.72 | 11358.2 | 11887.17
- Lignite |  | 1584.63 | 1575.17 | 1558.46 | 1606.14 | 1648.02 | 1720.24 | 1778.96 | 1811.41
- Gas |  | 4400.73 | 4744.31 | 5463.44 | 6573.09 | 7647.81 | 8717.87 | 9635.16 | 10421.64
of which from hydrogen |  | 0 | 0 | 0 | 0 | 0 | 0 | 0 | 0
- Oil |  | 814.11 | 695.57 | 595.97 | 483.74 | 420.72 | 358.46 | 306.28 | 263.44
- Diesel |  | 121.61 | 122.36 | 124.94 | 131.43 | 136.8 | 140.96 | 148.06 | 153.34
- Nuclear |  | 2544.63 | 2990.9 | 3217.6 | 3452.11 | 3638.46 | 3824.81 | 4017.5 | 4218.07
- Biomass (& renewable waste) |  | 270.4 | 433.36 | 550.9 | 699.7 | 812.02 | 924.76 | 1051.18 | 1191.77
- Hydro |  | 3888.32 | 4298.71 | 4683.71 | 5202.3 | 5583.31 | 5964.32 | 6320.06 | 6666.52
- Wind |  | 838.03 | 1393.74 | 1947.64 | 2431.05 | 2894.35 | 3357.66 | 3856.07 | 4388.97
of which wind offshore |  | 35.54 | 66.16 | 106.67 | 163.8 | 226.92 | 295.7 | 367.1 | 441.17
- PV |  | 246.57 | 661.53 | 1057.18 | 1460.49 | 1826.01 | 2191.54 | 2644.83 | 3208.56
- Geothermal |  | 75.86 | 96.01 | 119.14 | 163.35 | 211.45 | 259.48 | 319.17 | 397.21
- Solar thermal power plants |  | 9.4 | 24.52 | 37.73 | 58.19 | 94.04 | 129.88 | 182.64 | 259.88
- Ocean energy |  | 1.01 | 2.11 | 3.58 | 6.99 | 15.78 | 24.56 | 37.43 | 53.45
Combined heat and power plants |  | 3471.53 | 3635.98 | 3756.04 | 3831.72 | 3910.54 | 3978.04 | 4047.51 | 4111.83
- Hard coal (& non-renewable waste) |  | 1667.45 | 1742.41 | 1749.71 | 1762.64 | 1767.05 | 1755.36 | 1729.16 | 1696.89
- Lignite |  | 195.07 | 191.61 | 189.34 | 186.72 | 183.75 | 180.78 | 178.33 | 175.91
- Gas |  | 1341.89 | 1434.72 | 1534.48 | 1585.91 | 1645.8 | 1710.35 | 1788.05 | 1864.16
of which from hydrogen |  | 0 | 0 | 0 | 0 | 0 | 0 | 0 | 0
- Oil |  | 62.42 | 43.4 | 36.64 | 28.02 | 25.34 | 23.1 | 23.22 | 23.46
- Biomass (& renewable waste) |  | 200.11 | 215.68 | 234.3 | 253.4 | 270.04 | 286.27 | 302.9 | 321.87
- Geothermal |  | 4.59 | 7.81 | 11.16 | 14.58 | 18.07 | 21.63 | 25.25 | 28.95
- Hydrogen fuel cells |  | 0 | 0.35 | 0.4 | 0.45 | 0.5 | 0.55 | 0.6 | 0.6
CHP by producer
- Main activity producers |  | 1532.82 | 1568.82 | 1575.74 | 1559.46 | 1554.61 | 1556.69 | 1573.4 | 1591.66
- Autoproducers |  | 1938.71 | 2067.16 | 2180.29 | 2272.25 | 2355.94 | 2421.34 | 2474.11 | 2520.17
Total generation |  | 24261.73 | 27263.94 | 30337.45 | 34586.13 | 38459 | 42333.29 | 45703.05 | 49033.27
- Fossil |  | 16182.81 | 17139.23 | 18474.11 | 20843.52 | 23094.97 | 25347.84 | 26945.42 | 28297.4
- Hard coal (& non-renewable waste) |  | 7662.35 | 8332.08 | 8970.83 | 10248.46 | 11386.74 | 12496.09 | 13087.36 | 13584.05
- Lignite |  | 1779.7 | 1766.78 | 1747.8 | 1792.86 | 1831.77 | 1901.02 | 1957.28 | 1987.31
- Gas |  | 5742.62 | 6179.04 | 6997.92 | 8159 | 9293.61 | 10428.21 | 11423.21 | 12285.8
- Oil |  | 876.53 | 738.97 | 632.61 | 511.76 | 446.06 | 381.56 | 329.5 | 286.9
- Diesel |  | 121.61 | 122.36 | 124.94 | 131.43 | 136.8 | 140.96 | 148.06 | 153.34
- Nuclear |  | 2544.63 | 2990.9 | 3217.6 | 3452.11 | 3638.46 | 3824.81 | 4017.5 | 4218.07
- Hydrogen |  | 0 | 0.35 | 0.4 | 0.45 | 0.5 | 0.55 | 0.6 | 0.6
of which renewable hydrogen |  | 0 | 0 | 0 | 0 | 0 | 0 | 0 | 0
- Renewables (w/o renewable hydrogen) |  | 5534.29 | 7133.46 | 8645.35 | 10290.05 | 11725.07 | 13160.09 | 14739.53 | 16517.19
- Hydro |  | 3888.32 | 4298.71 | 4683.71 | 5202.3 | 5583.31 | 5964.32 | 6320.06 | 6666.52
- Wind |  | 838.03 | 1393.74 | 1947.64 | 2431.05 | 2894.35 | 3357.66 | 3856.07 | 4388.97
- PV |  | 246.57 | 661.53 | 1057.18 | 1460.49 | 1826.01 | 2191.54 | 2644.83 | 3208.56
- Biomass (& renewable waste) |  | 470.51 | 649.04 | 785.2 | 953.1 | 1082.06 | 1211.03 | 1354.08 | 1513.64
- Geothermal |  | 80.45 | 103.81 | 130.3 | 177.94 | 229.52 | 281.1 | 344.42 | 426.16
- Solar thermal power plants |  | 9.4 | 24.52 | 37.73 | 58.19 | 94.04 | 129.88 | 182.64 | 259.88
- Ocean energy |  | 1.01 | 2.11 | 3.58 | 6.99 | 15.78 | 24.56 | 37.43 | 53.45
Variable RES (PV, Wind, Ocean) |  | 1085.6 | 2057.39 | 3008.4 | 3898.53 | 4736.14 | 5573.75 | 6538.32 | 7650.99
Share of variable RES |  | 4.5% | 7.5% | 9.9% | 11.3% | 12.3% | 13.2% | 14.3% | 15.6%
RES share |  | 22.8% | 26.2% | 28.5% | 29.8% | 30.5% | 31.1% | 32.3% | 33.7%

## Electricity demand 5C
Electricity demand in TWh/yr
| Scenario: | World Reference
|  | 2015 | 2020 | 2025 | 2030 | 2035 | 2040 | 2045 | 2050
Electricity consumption (final energy) |  | 20204 | 22876.03 | 25552.79 | 29242.25 | 32592.48 | 35945.21 | 38878.94 | 41782.15
- Industry |  | 8497.62 | 9569.96 | 10609.2 | 11873.83 | 12958.27 | 14042.71 | 14958.48 | 15816.29
- Transport |  | 417.54 | 476.04 | 551.27 | 644.47 | 752.44 | 862.89 | 995.14 | 1152.58
- Residential & other sectors |  | 11288.84 | 12830.03 | 14392.32 | 16723.95 | 18881.77 | 21039.6 | 22925.32 | 24813.28
Non-final electricity consumption |  | 4084.38 | 4400.99 | 4782.06 | 5380.38 | 5953.91 | 6527.34 | 6962.84 | 7389.85
- Own consumption conversion sector |  | 2098.74 | 2164.46 | 2292.49 | 2478.53 | 2677.74 | 2886.72 | 2986.76 | 3071.35
- Distribution losses |  | 1985.64 | 2234.85 | 2486.12 | 2898.35 | 3272.48 | 3636.82 | 3972.13 | 4314.63
- Generation of hydrogen (P2G) |  | 0 | 1.68 | 3.45 | 3.49 | 3.7 | 3.8 | 3.95 | 3.86
- Generation of synthetic fuels (P2L) |  | 0 | 0 | 0 | 0 | 0 | 0 | 0 | 0
Gross electricity demand |  | 24288.38 | 27277.02 | 30334.85 | 34622.62 | 38546.39 | 42472.55 | 45841.78 | 49172

## Installed capacity 5C
Installed capacity in GW
| Scenario: | World Reference
|  | 2015 | 2020 | 2025 | 2030 | 2035 | 2040 | 2045 | 2050
Total generation |  | 6400.15 | 7459.17 | 8501.44 | 9625.17 | 10608.69 | 11595.2 | 12493.89 | 13410.46
- Fossil |  | 4037.92 | 4376.99 | 4764.81 | 5251.57 | 5717.21 | 6183.24 | 6452.7 | 6649.98
- Hard coal (& non-renewable waste) |  | 1589.93 | 1778.04 | 1954.43 | 2188.7 | 2394.15 | 2594.16 | 2669.29 | 2682.78
- Lignite |  | 359.21 | 356.79 | 343 | 345.4 | 351.43 | 363.29 | 371.42 | 370.29
- Gas (w/o hydrogen) |  | 1632.49 | 1859.94 | 2130.34 | 2424.39 | 2704.24 | 2984.09 | 3191.14 | 3397.15
- Oil |  | 400.85 | 325.44 | 278.28 | 232.28 | 204.94 | 178.14 | 154.97 | 133.41
- Diesel |  | 55.44 | 56.78 | 58.76 | 60.8 | 62.45 | 63.56 | 65.89 | 66.35
- Nuclear |  | 391.21 | 433.42 | 451.51 | 471.66 | 492.19 | 512.72 | 538.33 | 565.3
- Hydrogen (fuel cells, gas power plants, gas CHP) |  | 0 | 0.09 | 0.11 | 0.12 | 0.13 | 0.15 | 0.16 | 0.16
- Renewables |  | 1971.02 | 2648.66 | 3285.01 | 3901.82 | 4399.16 | 4899.09 | 5502.7 | 6195.03
- Hydro |  | 1201.84 | 1311.19 | 1420.2 | 1557.75 | 1657.41 | 1757.06 | 1853.27 | 1950.82
- Wind |  | 413.26 | 656.01 | 879.55 | 1069.36 | 1231.12 | 1395.48 | 1586.73 | 1789.59
of which wind offshore |  | 9.63 | 18.74 | 31.29 | 48.75 | 67 | 86.27 | 105.64 | 124.89
- PV |  | 225.26 | 514.9 | 785.4 | 1030.73 | 1226.48 | 1422.23 | 1690.31 | 2017.24
- Biomass (& renewable waste) |  | 112.42 | 140.95 | 165.47 | 195.16 | 215.13 | 235.1 | 259.56 | 289.85
- Geothermal |  | 13.51 | 16.04 | 19.7 | 26.42 | 33.65 | 40.87 | 49.94 | 61.91
- Solar thermal power plants |  | 4.24 | 8.68 | 13.2 | 19.59 | 29.26 | 38.94 | 48.02 | 64.12
- Ocean energy |  | 0.49 | 0.88 | 1.49 | 2.81 | 6.11 | 9.41 | 14.87 | 21.51
Variable RES (PV, Wind, Ocean) |  | 639.01 | 1171.8 | 1666.44 | 2102.89 | 2463.7 | 2827.11 | 3291.9 | 3828.34
Share of variable RES |  | 10% | 15.7% | 19.6% | 21.8% | 23.2% | 24.4% | 26.3% | 28.5%
RES share |  | 30.8% | 35.5% | 38.6% | 40.5% | 41.5% | 42.3% | 44% | 46.2%

## Heat supply 5C
Heat supply in PJ/yr
| Scenario: | World Reference
|  | 2015 | 2020 | 2025 | 2030 | 2035 | 2040 | 2045 | 2050
District heating plants |  | 7632.45 | 8766.23 | 9275.48 | 9484.4 | 9800.62 | 10095.72 | 10302.93 | 10367.46
- Fossil fuels |  | 7347.69 | 8438.47 | 8939.7 | 9139.64 | 9429.01 | 9704.87 | 9906.53 | 10013.09
- Biomass |  | 256.46 | 291.82 | 297.43 | 304.64 | 327.25 | 344.8 | 353.15 | 329.4
- Solar collectors |  | 0.93 | 1.39 | 1.83 | 2.4 | 3.39 | 4.52 | 5.41 | 3.63
- Geothermal |  | 27.38 | 34.55 | 36.52 | 37.72 | 40.97 | 41.53 | 37.84 | 21.34
Heat from CHP 1) |  | 9911.22 | 10872.22 | 11675.49 | 12639.91 | 13761.08 | 15016.2 | 16456.3 | 18383.37
- Fossil fuels |  | 8936.31 | 9778.84 | 10440.39 | 11225.15 | 12162.43 | 13216.37 | 14432.22 | 16011.08
- Biomass |  | 967.39 | 1077.91 | 1210.78 | 1378.56 | 1545.61 | 1721.17 | 1901.89 | 2160.23
- Geothermal |  | 7.51 | 13.38 | 21.92 | 33.51 | 50.04 | 75.35 | 118.59 | 208.46
- Hydrogen |  | 0 | 2.1 | 2.4 | 2.7 | 3 | 3.3 | 3.6 | 3.6
Direct heating |  | 133088.22 | 146329.1 | 155696.89 | 168361.58 | 179698.9 | 191300.09 | 201626.46 | 210967.31
- Fossil fuels |  | 97418.12 | 108751.05 | 116285.16 | 126654.28 | 135405.08 | 144398.23 | 152053.9 | 158454.98
- Biomass |  | 24245.83 | 25243.41 | 26135.12 | 27194.56 | 28316.16 | 29501.54 | 30731.16 | 32074.83
- Solar collectors |  | 1244.92 | 1664.91 | 2089.03 | 2752.07 | 3537.98 | 4348.3 | 5127.3 | 6216.22
- Geothermal |  | 0 | 0 | 0 | 0 | 0 | 0 | 0 | 0
- Heat pumps 2) |  | 528 | 634.57 | 745.08 | 854.01 | 1033.59 | 1176.38 | 1419.85 | 1593.49
- Electric direct heating |  | 9651.35 | 10035.16 | 10442.5 | 10906.65 | 11406.09 | 11875.65 | 12294.25 | 12627.79
- Hydrogen |  | 0 | 0 | 0 | 0 | 0 | 0 | 0 | 0
Total heat supply 3) |  | 150631.88 | 165967.56 | 176647.86 | 190485.89 | 203260.6 | 216412.02 | 228385.69 | 239718.14
- Fossil fuels |  | 113702.12 | 126968.36 | 135665.25 | 147019.07 | 156996.52 | 167319.47 | 176392.65 | 184479.15
- Biomass |  | 25469.68 | 26613.13 | 27643.34 | 28877.75 | 30189.01 | 31567.51 | 32986.2 | 34564.46
- Solar collectors |  | 1245.85 | 1666.31 | 2090.86 | 2754.47 | 3541.37 | 4352.82 | 5132.71 | 6219.85
- Geothermal |  | 34.88 | 47.93 | 58.44 | 71.22 | 91.01 | 116.89 | 156.43 | 229.79
- Heat pumps 2) |  | 528 | 634.57 | 745.08 | 854.01 | 1033.59 | 1176.38 | 1419.85 | 1593.49
- Electric direct heating |  | 9651.35 | 10035.16 | 10442.5 | 10906.65 | 11406.09 | 11875.65 | 12294.25 | 12627.79
- Hydrogen |  | 0 | 2.1 | 2.4 | 2.7 | 3 | 3.3 | 3.6 | 3.6
RES share (including RES electricity) |  | 19.7% | 19.1% | 19.1% | 18.9% | 19% | 19% | 19.2% | 19.7%
electricity consumption heat pumps (TWh/yr) |  | 45.909 | 53.383 | 60.676 | 67.394 | 78.963 | 87.093 | 101.755 | 110.659
1) public CHP and CHP autoproduction
2) heat from ambient energy and electricity use
3) incl. process heat, cooking

## Primary energy demand 5C
Primary energy demand in PJ/yr
|  | Scenario: | World Reference
|  |  | 2015 | 2020 | 2025 | 2030 | 2035 | 2040 | 2045 | 2050
| Total |  | 555747.08 | 592351.22 | 628505.28 | 680862.36 | 726256.66 | 771990.85 | 806336.78 | 837130.97
| - Fossil |  | 451185.18 | 472401.87 | 497162.6 | 536428.16 | 570204.92 | 604318.05 | 626325.68 | 643413.81
| - Hard coal (& non-renewable waste) |  | 141545.49 | 147430.69 | 153843.07 | 167931.1 | 179662.49 | 191089.34 | 196710.34 | 200612.23
| - Lignite |  | 19835.11 | 18836.4 | 18317.1 | 18484.97 | 18603.45 | 19040.15 | 19518.23 | 19610.64
| - Natural gas |  | 123329.13 | 133098 | 143713.88 | 159732.15 | 174621.08 | 189643.5 | 201584.44 | 212263.02
| - Crude oil |  | 166475.45 | 173036.78 | 181288.56 | 190279.95 | 197317.9 | 204545.06 | 208512.67 | 210927.92
| - Nuclear |  | 28082.12 | 32646.21 | 35118.48 | 37677.21 | 39709.67 | 41742.13 | 43844.63 | 46033.95
| - Renewables |  | 76479.78 | 87303.14 | 96224.2 | 106756.98 | 116342.06 | 125930.68 | 136166.47 | 147683.22
| - Hydro |  | 13998.57 | 15477.12 | 16863.05 | 18729.87 | 20101.35 | 21473.1 | 22753.84 | 24001.19
| - Wind |  | 3017.42 | 5018.35 | 7012.76 | 8753.34 | 10421.52 | 12089.71 | 13884.31 | 15803.12
| - Solar |  | 2256.81 | 4248 | 6158.28 | 8380.83 | 10739.15 | 13122.02 | 15915.67 | 19568.22
| - Biomass (& renewable waste) |  | 54459.66 | 59067.93 | 62345.59 | 66126.41 | 69297.9 | 72573.57 | 75823.35 | 79220.3
| - Geothermal |  | 2743.69 | 3484.14 | 3831.65 | 4741.35 | 5725.35 | 6583.87 | 7654.54 | 8897.96
| - Ocean energy |  | 3.62 | 7.61 | 12.87 | 25.17 | 56.79 | 88.41 | 134.75 | 192.44
| RES share |  | 18.8% | 20.2% | 20.9% | 21.2% | 21.5% | 21.7% | 22.3% | 23.1%
DIRECT EQUIVALENT METHOD
Primary energy demand in PJ/yr
|  | Scenario: | World Reference 2015: World Reference
|  |  | 2015 | 2020 | 2025 | 2030 | 2035 | 2040 | 2045 | 2050
| Total |  | 534679.69 | 567740.26 | 602066.94 | 652035.46 | 695301.09 | 739013.79 | 771146.4 | 799481.23
| - Fossil |  | 451185.18 | 472401.87 | 497162.6 | 536428.16 | 570204.92 | 604318.05 | 626325.68 | 643413.81
| - Hard coal |  | 141545.49 | 147430.69 | 153843.07 | 167931.1 | 179662.49 | 191089.34 | 196710.34 | 200612.23
| - Lignite |  | 19835.11 | 18836.4 | 18317.1 | 18484.97 | 18603.45 | 19040.15 | 19518.23 | 19610.64
| - Natural gas |  | 123329.13 | 133098 | 143713.88 | 159732.15 | 174621.08 | 189643.5 | 201584.44 | 212263.02
| - Crude oil |  | 166475.45 | 173036.78 | 181288.56 | 190279.95 | 197317.9 | 204545.06 | 208512.67 | 210927.92
| - Nuclear |  | 9160.65 | 10767.25 | 11583.35 | 12427.59 | 13098.45 | 13769.31 | 14463 | 15185.06
| - Renewables |  | 74333.85 | 84571.15 | 93320.98 | 103179.71 | 111997.72 | 120926.43 | 130357.72 | 140882.37
| - Hydro |  | 13998.57 | 15477.12 | 16863.05 | 18729.87 | 20101.35 | 21473.1 | 22753.84 | 24001.19
| - Wind |  | 3017.42 | 5018.35 | 7012.76 | 8753.34 | 10421.52 | 12089.71 | 13884.31 | 15803.12
| - Solar |  | 2167.36 | 4136.09 | 6032.54 | 8221.73 | 10453.55 | 12709.93 | 15311.58 | 18706.23
| - Biomass |  | 54459.66 | 59067.93 | 62345.59 | 66126.41 | 69297.9 | 72573.57 | 75823.35 | 79220.3
| - Geothermal |  | 687.22 | 864.05 | 1054.17 | 1323.19 | 1666.61 | 1991.71 | 2449.88 | 2959.1
| - Ocean Energy |  | 3.62 | 7.61 | 12.87 | 25.17 | 56.79 | 88.41 | 134.75 | 192.44
| RES share |  | 15.6% | 16.8% | 17.4% | 17.7% | 18% | 18.2% | 18.8% | 19.5%

## Final energy demand 5C
Final energy demand in PJ/yr 1)
| Scenario: | World Reference
|  | 2015 | 2020 | 2025 | 2030 | 2035 | 2040 | 2045 | 2050
Total (incl. non-energy use) |  | 376890.96 | 407011.87 | 435200.91 | 472400.72 | 503829.28 | 535258.28 | 562130.85 | 585792.92
Total energy use 1) |  | 341889.01 | 371090.45 | 395938.27 | 430160.66 | 459663.74 | 489077.25 | 514727.3 | 537201.09
Transport |  | 97184.65 | 102484.01 | 108913.77 | 118169.06 | 126061.21 | 133893.79 | 140702.15 | 145725.54
- Oil products |  | 88408.48 | 92346.43 | 97328.8 | 104708.88 | 110723.01 | 116757.96 | 121421.86 | 124091.87
- Natural gas |  | 4109.77 | 4756.76 | 5383.19 | 6236.48 | 7068.34 | 7843.35 | 8710.69 | 9574.72
- Biofuels |  | 3163.27 | 3666.8 | 4213.14 | 4899.59 | 5557.09 | 6182.09 | 6983.05 | 7905.55
- Synfuels |  | 0 | 0 | 0 | 0 | 0 | 0 | 0 | 0
- Electricity |  | 1503.13 | 1713.73 | 1984.57 | 2320.1 | 2708.78 | 3106.41 | 3582.49 | 4149.3
RES electricity |  | 342.88 | 448.39 | 565.56 | 690.28 | 825.84 | 965.7 | 1155.39 | 1397.74
- Hydrogen |  | 0 | 0.29 | 4.08 | 4.01 | 3.99 | 3.98 | 4.06 | 4.09
RES share Transport |  | 3.6% | 4% | 4.4% | 4.7% | 5.1% | 5.3% | 5.8% | 6.4%
Industry |  | 113561.67 | 128847.51 | 138939.08 | 152323.04 | 163594.96 | 174866.88 | 184068.94 | 191517.13
- Electricity |  | 30591.43 | 34451.85 | 38193.12 | 42745.78 | 46649.78 | 50553.77 | 53850.54 | 56938.63
RES electricity |  | 6978.14 | 9014.26 | 10884.14 | 12717.88 | 14222.4 | 15715.78 | 17367.37 | 19180.4
- Public district heat |  | 5196.63 | 5745.76 | 6198.66 | 6430.91 | 6559.72 | 6688.52 | 6801.49 | 6872.13
RES district heat |  | 257.81 | 299.63 | 340.3 | 379.47 | 410.63 | 442.76 | 477.25 | 510.53
- Hard coal & lignite |  | 29901.99 | 33187.21 | 34209.06 | 36928.71 | 39156.19 | 41372.77 | 42674.84 | 43137.87
- Oil products |  | 12898.05 | 15160.6 | 15651.44 | 16087.25 | 16162.59 | 16237.92 | 16065.98 | 15715.22
- Gas |  | 27201.37 | 31444.87 | 34781.89 | 38543.28 | 41959.43 | 45386.49 | 48515.7 | 51088.59
- Solar |  | 14.75 | 33.53 | 56.17 | 101.46 | 189.65 | 277.51 | 404.14 | 595.27
- Biomass |  | 7742.48 | 8804.01 | 9826.7 | 11460.77 | 12889.18 | 14317.58 | 15719.9 | 17128.93
- Geothermal |  | 14.97 | 19.69 | 22.03 | 24.88 | 28.43 | 32.31 | 36.35 | 40.48
- Hydrogen |  | 0 | 0 | 0 | 0 | 0 | 0 | 0 | 0
RES share Industry |  | 13.2% | 14.1% | 15.2% | 16.2% | 17% | 17.6% | 18.5% | 19.6%
Residential & other sectors |  | 131142.68 | 139758.92 | 148085.42 | 159668.55 | 170007.57 | 180316.58 | 189956.21 | 199958.42
- Electricity |  | 40639.83 | 46188.11 | 51812.35 | 60206.2 | 67974.39 | 75742.57 | 82531.16 | 89327.8
RES electricity |  | 9270.26 | 12085.03 | 14765.3 | 17912.76 | 20723.76 | 23546.29 | 26617.18 | 30091.05
- Public district heat |  | 6153.91 | 6598.11 | 6600.08 | 6573.27 | 6776.01 | 6978.76 | 7213.68 | 7466.71
RES district heat |  | 305.3 | 344.08 | 362.33 | 387.87 | 424.17 | 461.98 | 506.17 | 554.7
- Hard coal & lignite |  | 6405.63 | 6196.58 | 5996.31 | 5688.68 | 5392.65 | 5096.4 | 4819.35 | 4559.88
- Oil products |  | 17833.09 | 18108.12 | 18579.47 | 19081.55 | 19349 | 19580.73 | 19979.73 | 20526.61
- Gas |  | 25772.62 | 27887.53 | 30028.49 | 33247 | 35750.21 | 38261.68 | 40749.82 | 43091.61
- Solar |  | 1230.17 | 1631.39 | 2032.86 | 2650.61 | 3348.33 | 4070.79 | 4723.16 | 5620.95
- Biomass |  | 32759.67 | 32726.38 | 32531.25 | 31634.72 | 30696.09 | 29755.12 | 28922.13 | 28210.23
- Geothermal |  | 347.75 | 422.71 | 504.61 | 586.52 | 720.89 | 830.54 | 1017.18 | 1154.63
- Hydrogen |  | 0 | 0 | 0 | 0 | 0 | 0 | 0 | 0
RES share Other Sectors |  | 33.5% | 33.8% | 33.9% | 33.3% | 32.9% | 32.5% | 32.5% | 32.8%
Total RES |  | 62427.43 | 69496.01 | 76105.62 | 83448.13 | 90037.81 | 96599.49 | 103930.58 | 112391.84
RES share |  | 18.3% | 18.7% | 19.2% | 19.4% | 19.6% | 19.8% | 20.2% | 20.9%
Non energy use |  | 35001.95 | 35921.42 | 39262.63 | 42240.05 | 44165.54 | 46181.03 | 47403.55 | 48591.84
- Oil |  | 25734.94 | 25756.94 | 27700.19 | 29351.53 | 30088.17 | 30872.95 | 31054.85 | 31375.79
- Gas |  | 6741.08 | 7246.39 | 8276.94 | 9355.95 | 10372.48 | 11438.42 | 12478.24 | 13394.29
- Coal |  | 2525.93 | 2918.09 | 3285.51 | 3532.58 | 3704.89 | 3869.66 | 3870.46 | 3821.76
1) excluding heat produced by CHP autoproducers

## Transport 5C
Final energy consumption transport in PJ/yr
| Scenario: | World Reference
|  | 2015 | 2020 | 2025 | 2030 | 2035 | 2040 | 2045 | 2050
road |  | 85168.91 | 89666.35 | 94754.43 | 102555.37 | 109419.37 | 116450 | 122846.09 | 127758.17
- fossil fuels |  | 79823.96 | 83149.81 | 86976.47 | 93080.86 | 98264.58 | 103700.44 | 108157.04 | 110916.16
- biofuels |  | 3163.27 | 3623.39 | 4165.77 | 4846.97 | 5499.65 | 6120.15 | 6916.47 | 7834.28
- synfuels |  | 0 | 0 | 0 | 0 | 0 | 0 | 0 | 0
- natural gas |  | 1736.8 | 2311.68 | 2869.03 | 3664 | 4428.18 | 5133.9 | 5935.49 | 6740.21
- hydrogen |  | 0 | 0.29 | 4.08 | 4.01 | 3.99 | 3.98 | 4.06 | 4.09
- electricity |  | 444.89 | 581.19 | 739.07 | 959.52 | 1222.96 | 1491.54 | 1833.03 | 2263.42
rail |  | 2705.08 | 2601.05 | 2707.51 | 2813.66 | 2921.68 | 3024.27 | 3116.07 | 3199.14
- fossil fuels |  | 1734.94 | 1516.26 | 1506.8 | 1493.62 | 1472.59 | 1442.6 | 1396.17 | 1339.1
- biofuels |  | 0 | 41.2 | 45.11 | 50.32 | 55.08 | 59.54 | 64.11 | 68.76
- synfuels |  | 0 | 0 | 0 | 0 | 0 | 0 | 0 | 0
- electricity |  | 970.14 | 1043.59 | 1155.6 | 1269.72 | 1394.01 | 1522.14 | 1655.79 | 1791.28
navigation |  | 2130.49 | 2216.88 | 2304.13 | 2391.69 | 2469.95 | 2537.39 | 2624.43 | 2663.28
- fossil fuels |  | 2130.49 | 2214.67 | 2301.87 | 2389.38 | 2467.59 | 2534.98 | 2621.97 | 2660.77
- biofuels |  | 0 | 2.21 | 2.26 | 2.31 | 2.36 | 2.41 | 2.47 | 2.51
- synfuels |  | 0 | 0 | 0 | 0 | 0 | 0 | 0 | 0
aviation |  | 4719.09 | 5465.69 | 6543.65 | 7745.02 | 8518.24 | 9079.95 | 9246.68 | 9175.83
- fossil fuels |  | 4719.09 | 5465.69 | 6543.65 | 7745.02 | 8518.24 | 9079.95 | 9246.68 | 9175.83
- biofuels |  | 0 | 0 | 0 | 0 | 0 | 0 | 0 | 0
- synfuels |  | 0 | 0 | 0 | 0 | 0 | 0 | 0 | 0
total (incl. pipelines) |  | 97184.65 | 102484.17 | 108913.77 | 118169.06 | 126061.21 | 133893.79 | 140702.15 | 145725.54
- fossil fuels |  | 88408.48 | 92346.43 | 97328.8 | 104708.88 | 110723.01 | 116757.96 | 121421.86 | 124091.87
- biofuels (incl. biogas) |  | 3163.27 | 3666.8 | 4213.14 | 4899.59 | 5557.09 | 6182.09 | 6983.05 | 7905.55
- synfuels |  | 0 | 0 | 0 | 0 | 0 | 0 | 0 | 0
- natural gas |  | 4109.77 | 4756.76 | 5383.19 | 6236.48 | 7068.34 | 7843.35 | 8710.69 | 9574.72
- hydrogen |  | 0 | 0.44 | 4.08 | 4.01 | 3.99 | 3.98 | 4.06 | 4.09
- electricity |  | 1503.13 | 1713.73 | 1984.57 | 2320.1 | 2708.78 | 3106.41 | 3582.49 | 4149.3
total RES |  | 3506.12 | 4115.33 | 4779.93 | 5591.22 | 6384.32 | 7148.79 | 8139.75 | 9304.67
RES share |  | 3.6% | 4% | 4.4% | 4.7% | 5.1% | 5.3% | 5.8% | 6.4%

## CO2-emissions 5C
CO2 emissions in Mill t/yr
| Scenario: | World Reference
|  | 2015 | 2020 | 2025 | 2030 | 2035 | 2040 | 2045 | 2050
Condensation power plants |  | 9757.61 | 10253.64 | 10789.05 | 12133.62 | 13304.35 | 14504.59 | 15273.23 | 15807.88
- Hard coal (& non-renewable waste) |  | 5298.76 | 5716.97 | 6146.99 | 7128.22 | 7959.08 | 8767.14 | 9238.54 | 9543.44
- Lignite |  | 1773.34 | 1680.84 | 1630.59 | 1655.67 | 1674.66 | 1728.38 | 1787.37 | 1805.21
- Gas |  | 2020.2 | 2170.21 | 2407.72 | 2832.19 | 3195.77 | 3577.37 | 3856.52 | 4101.46
- Oil |  | 534.61 | 556.24 | 473.96 | 375.33 | 326.47 | 277.44 | 227.71 | 191.86
- Diesel |  | 130.69 | 129.38 | 129.79 | 142.2 | 148.37 | 154.27 | 163.09 | 165.91
Combined heat and power plants |  | 2640.03 | 2829.48 | 2807.88 | 2771.06 | 2742.94 | 2708.42 | 2690.29 | 2814.06
- Hard coal (& non-renewable waste) |  | 1519.81 | 1730.63 | 1712.87 | 1699.17 | 1682.3 | 1653.25 | 1629.1 | 1745.45
- Lignite |  | 264.2 | 250.29 | 246.19 | 241.63 | 236.16 | 230.86 | 226.32 | 222
- Gas |  | 791.24 | 810.43 | 818.21 | 808.19 | 805.25 | 807.33 | 818.22 | 830.13
- Oil |  | 64.79 | 38.13 | 30.61 | 22.07 | 19.23 | 16.98 | 16.65 | 16.49
CO2 emissions power and CHP plants |  | 12397.64 | 13083.13 | 13596.94 | 14904.68 | 16047.28 | 17213.02 | 17963.52 | 18621.95
- Hard coal (& non-renewable waste) |  | 6818.57 | 7447.6 | 7859.86 | 8827.39 | 9641.37 | 10420.39 | 10867.64 | 11288.89
- Lignite |  | 2037.55 | 1931.13 | 1876.78 | 1897.3 | 1910.82 | 1959.24 | 2013.69 | 2027.21
- Gas |  | 2811.43 | 2980.64 | 3225.93 | 3640.39 | 4001.02 | 4384.69 | 4674.74 | 4931.59
- Oil & diesel |  | 730.09 | 723.75 | 634.36 | 539.6 | 494.08 | 448.69 | 407.46 | 374.26
CO2 intensity (g/kWh)
without credit for CHP heat
- CO2 intensity fossil electr. generation |  | 766.1 | 763.34 | 736 | 715.08 | 694.84 | 679.07 | 666.66 | 658.08
- CO2 intensity total electr. generation |  | 511 | 479.87 | 448.19 | 430.94 | 417.26 | 406.61 | 393.05 | 379.78
CO2 emissions by sector |  | 31182.17 | 32350.01 | 33762.82 | 36348.4 | 38593.19 | 40809.19 | 42357.3 | 43526.94
- % of 1990 emissions (20448 Mill t) |  | 152.5% | 158.2% | 165.1% | 177.8% | 188.7% | 199.6% | 207.1% | 212.9%
- Industry 1) |  | 6693.41 | 7619.9 | 7969.57 | 8474.05 | 8881.13 | 9274.27 | 9553.9 | 9856.56
- Residential & other sectors 1) |  | 3397.82 | 3519.8 | 3656.88 | 3847.84 | 3981.59 | 4113.92 | 4260.91 | 4410.68
- Transport |  | 6717.43 | 7041.15 | 7442.22 | 8034.23 | 8521.93 | 9007.92 | 9396.63 | 9636.17
- Power generation 2) |  | 10952.15 | 11410.63 | 11884.02 | 13170.94 | 14299.46 | 15463.93 | 16206.57 | 16714.22
- Other conversion 3) |  | 3421.36 | 2758.53 | 2810.13 | 2821.35 | 2909.08 | 2949.15 | 2939.29 | 2909.3
Cumulated emissions since 2015 (Mill. t) |  | 31182.17 | 190596.55 | 356585.03 | 533155.88 | 721632.26 | 921246.19 | 1129936.47 | 1387589.18
Population (Mill.) |  | 7382.88 | 7795.36 | 8185.49 | 8551.08 | 8892.58 | 9210.22 | 9504.09 | 9771.71
CO2 emissions per capita (t/capita) |  | 4.22 | 4.15 | 4.12 | 4.25 | 4.34 | 4.43 | 4.46 | 4.45
1) incl. CHP autoproducers
2) incl. CHP public
3) district heating, refineries, coal transformation, gas transport

## Electricity generation 2C
Electricity generation in TWh/yr
| Scenario: | World 2.0°C scenario
|  | 2015 | 2020 | 2025 | 2030 | 2035 | 2040 | 2045 | 2050
Power plants |  | 20790.19 | 23452.8 | 26202.99 | 30903.31 | 37240.82 | 45697.64 | 54201.07 | 60471.55
- Hard coal (& non-renewable waste) |  | 5994.91 | 6298.19 | 5273.25 | 3201 | 1472.74 | 704.83 | 319.33 | 0
- Lignite |  | 1584.63 | 1511.14 | 684.12 | 272.6 | 150.21 | 94.03 | 30.02 | 0
- Gas |  | 4400.73 | 4633.12 | 4878.16 | 4792.61 | 3763.15 | 2949.64 | 2034.42 | 1281.55
of which from hydrogen |  | 0 | 0 | 15.4 | 38.52 | 144.54 | 446.81 | 858.3 | 1281.55
- Oil |  | 814.11 | 720.91 | 548.61 | 332.76 | 93.72 | 26.22 | 7.67 | 0
- Diesel |  | 121.61 | 102.79 | 76.88 | 52.25 | 27.97 | 14.84 | 9.3 | 0
- Nuclear |  | 2544.63 | 2920.6 | 2232.45 | 1510.45 | 810.23 | 181.8 | 61.9 | 0
- Biomass (& renewable waste) |  | 270.4 | 438.99 | 742.76 | 802.25 | 788.99 | 785.99 | 740.36 | 680.52
- Hydro |  | 3888.32 | 4298.71 | 4495.6 | 4631.27 | 4743.88 | 4833.16 | 4919.1 | 4998.25
- Wind |  | 838.03 | 1488.43 | 3733.45 | 7145.55 | 11299.16 | 15419.54 | 18998.59 | 21689.06
of which wind offshore |  | 35.54 | 69.33 | 446.99 | 1300.91 | 2485.34 | 3759.97 | 4766.41 | 5317.27
- PV |  | 246.57 | 913.1 | 3038.21 | 6088.03 | 9433.45 | 13067.7 | 16539.83 | 19264.47
- Geothermal |  | 75.86 | 98.06 | 233.57 | 580.86 | 1026.43 | 1613.68 | 2143.44 | 2576.26
- Solar thermal power plants |  | 9.4 | 26.65 | 223.46 | 1319.73 | 3198.93 | 5270.55 | 7326.05 | 8648.25
- Ocean energy |  | 1.01 | 2.11 | 42.47 | 173.93 | 431.95 | 735.67 | 1071.06 | 1333.19
Combined heat and power plants |  | 3471.53 | 3735.95 | 4278.84 | 4768.24 | 5137.42 | 5339.05 | 5436.16 | 5433.2
- Hard coal (& non-renewable waste) |  | 1667.45 | 1702.8 | 1580.15 | 1231.23 | 860.6 | 502.37 | 186.28 | 0
- Lignite |  | 195.07 | 187.44 | 102.47 | 19.96 | 0.56 | 0 | 0 | 0
- Gas |  | 1341.89 | 1496.8 | 1830.87 | 2083.26 | 2201.63 | 2046.2 | 1753.58 | 1403.78
of which from hydrogen |  | 0 | 0 | 6.38 | 20.54 | 83.7 | 285.85 | 727.49 | 1403.78
- Oil |  | 62.42 | 45.28 | 25.43 | 9.14 | 7.14 | 4.14 | 0.03 | 0
- Biomass (& renewable waste) |  | 200.11 | 294.14 | 674.64 | 1205.35 | 1624.84 | 2027.84 | 2376.94 | 2644.09
- Geothermal |  | 4.59 | 9.05 | 48.38 | 185.33 | 381.96 | 626.16 | 871.68 | 1007.19
- Hydrogen fuel cells |  | 0 | 0.44 | 16.9 | 33.96 | 60.68 | 132.35 | 247.65 | 378.05
CHP by producer
- Main activity producers |  | 1532.82 | 1626.89 | 1883.52 | 2091.15 | 2230.66 | 2291.63 | 2269.74 | 2215.39
- Autoproducers |  | 1938.71 | 2109.07 | 2395.32 | 2677.09 | 2906.75 | 3047.42 | 3166.42 | 3217.82
Total generation |  | 24261.73 | 27188.76 | 30481.83 | 35671.54 | 42378.23 | 51036.69 | 59637.24 | 65904.66
- Fossil |  | 16182.81 | 16698.47 | 14978.16 | 11935.75 | 8349.47 | 5609.59 | 2754.85 | 0
- Hard coal (& non-renewable waste) |  | 7662.35 | 8000.99 | 6853.4 | 4432.24 | 2333.33 | 1207.2 | 505.61 | 0
- Lignite |  | 1779.7 | 1698.58 | 786.59 | 292.56 | 150.77 | 94.03 | 30.02 | 0
- Gas |  | 5742.62 | 6129.92 | 6687.25 | 6816.8 | 5736.54 | 4263.17 | 2202.21 | 0
- Oil |  | 876.53 | 766.18 | 574.05 | 341.9 | 100.86 | 30.36 | 7.7 | 0
- Diesel |  | 121.61 | 102.79 | 76.88 | 52.25 | 27.97 | 14.84 | 9.3 | 0
- Nuclear |  | 2544.63 | 2920.6 | 2232.45 | 1510.45 | 810.23 | 181.8 | 61.9 | 0
- Hydrogen |  | 0 | 0.44 | 38.68 | 93.03 | 288.92 | 865.01 | 1833.44 | 3063.38
of which renewable hydrogen |  | 0 | 0 | 0 | 0 | 0 | 0 | 0 | 0
- Renewables (w/o renewable hydrogen) |  | 5534.29 | 7569.25 | 13232.53 | 22132.32 | 32929.61 | 44380.29 | 54987.05 | 62841.28
- Hydro |  | 3888.32 | 4298.71 | 4495.6 | 4631.27 | 4743.88 | 4833.16 | 4919.1 | 4998.25
- Wind |  | 838.03 | 1488.43 | 3733.45 | 7145.55 | 11299.16 | 15419.54 | 18998.59 | 21689.06
- PV |  | 246.57 | 913.1 | 3038.21 | 6088.03 | 9433.45 | 13067.7 | 16539.83 | 19264.47
- Biomass (& renewable waste) |  | 470.51 | 733.13 | 1417.4 | 2007.6 | 2413.83 | 2813.83 | 3117.3 | 3324.61
- Geothermal |  | 80.45 | 107.11 | 281.94 | 766.2 | 1408.4 | 2239.84 | 3015.12 | 3583.45
- Solar thermal power plants |  | 9.4 | 26.65 | 223.46 | 1319.73 | 3198.93 | 5270.55 | 7326.05 | 8648.25
- Ocean energy |  | 1.01 | 2.11 | 42.47 | 173.93 | 431.95 | 735.67 | 1071.06 | 1333.19
Variable RES (PV, Wind, Ocean) |  | 1085.6 | 2403.65 | 6814.13 | 13407.51 | 21164.56 | 29222.9 | 36609.48 | 42286.72
Share of variable RES |  | 4.5% | 8.8% | 22.4% | 37.6% | 49.9% | 57.3% | 61.4% | 64.2%
RES share (domestic generation) |  | 22.8% | 27.8% | 43.5% | 62.2% | 78.2% | 88.5% | 95.1% | 100%
Efficiency savings (compared to Ref.) 1) |  | 0 | -21.07 | 389.94 | 1253.04 | 2001.3 | 2691.73 | 3209.82 | 4267.36
1) in industry and other sectors

## Electricity demand 2C
Electricity demand in TWh/yr
| Scenario: | World 2.0°C scenario
|  | 2015 | 2020 | 2025 | 2030 | 2035 | 2040 | 2045 | 2050
Electricity consumption (final energy) |  | 20204 | 22919.37 | 25702.6 | 30039.8 | 34474.83 | 38256.64 | 41074.56 | 42870.47
- Industry |  | 8497.62 | 9667.97 | 10577.23 | 11770.32 | 12909.86 | 14166.36 | 15143.69 | 15884.53
- Transport |  | 417.54 | 498.31 | 1091.02 | 2695.07 | 4636.09 | 5866.05 | 6400.57 | 6508.27
- Residential & other sectors |  | 11288.84 | 12753.09 | 14034.35 | 15574.41 | 16928.88 | 18224.22 | 19530.3 | 20477.67
Non-final electricity consumption |  | 4084.38 | 4260.88 | 4735.68 | 5586.21 | 7885.27 | 12776.5 | 18559.12 | 23030.75
- Own consumption conversion sector |  | 2098.74 | 2114.17 | 2022.58 | 1839.94 | 1626.93 | 1394.11 | 1074.11 | 806.32
- Distribution losses |  | 1985.64 | 2140.14 | 2314.11 | 2553.92 | 2890.79 | 3092.52 | 3276.36 | 3438.91
- Generation of hydrogen (P2G) |  | 0 | 5.08 | 395.99 | 1131.9 | 3023.92 | 6611.51 | 11234.93 | 15055.08
- Generation of synthetic fuels (P2L) |  | 0 | 1.49 | 3 | 60.45 | 343.63 | 1678.36 | 2973.72 | 3730.45
Gross electricity demand |  | 24288.38 | 27180.25 | 30438.28 | 35626.01 | 42360.1 | 51033.14 | 59633.68 | 65901.23

## Installed capacity 2C
Installed capacity in GW
| Scenario: | World 2.0°C scenario
|  | 2015 | 2020 | 2025 | 2030 | 2035 | 2040 | 2045 | 2050
Total generation |  | 6401.6 | 7443.62 | 9929.34 | 13421.26 | 17300.895 | 21586.36 | 25843.38 | 28798.74
- Fossil |  | 4039.37 | 4109.7 | 3998.7 | 3704.27 | 3316.55 | 2945.11 | 2090.03 | 0
- Hard coal (& non-renewable waste) |  | 1589.93 | 1572.04 | 1485.81 | 1061.17 | 641.71 | 394.67 | 238.63 | 0
- Lignite |  | 360.66 | 331.78 | 157.61 | 61.37 | 30.96 | 20.4 | 6.36 | 0
- Gas (w/o hydrogen) |  | 1632.49 | 1824.91 | 2076.82 | 2415.6 | 2571.86 | 2497.08 | 1831.21 | 0
- Oil |  | 400.85 | 331.34 | 238.65 | 137.35 | 53.31 | 20.71 | 5.98 | 0
- Diesel |  | 55.44 | 49.64 | 39.82 | 28.78 | 18.71 | 12.25 | 7.85 | 0
- Nuclear |  | 391.21 | 422.84 | 314.88 | 209.14 | 113.33 | 25.66 | 8.8 | 0
- Hydrogen (fuel cells, gas power plants, gas CHP) |  | 0 | 0.12 | 11.28 | 29.75 | 118.82 | 473.85 | 1398.94 | 3214.69
- Renewables |  | 1971.02 | 2910.96 | 5604.47 | 9478.09 | 13752.2 | 18141.74 | 22345.6 | 25584.04
- Hydro |  | 1201.84 | 1311.19 | 1385.63 | 1415.92 | 1447.93 | 1473.01 | 1499.16 | 1525.43
- Wind |  | 413.26 | 697.57 | 1582.35 | 2901.13 | 4393.29 | 5808.67 | 7012.99 | 7851.2
of which wind offshore |  | 9.63 | 19.73 | 132.36 | 384.79 | 723.1 | 1078.42 | 1337.36 | 1466.99
- PV |  | 225.26 | 712.14 | 2194.12 | 4158.19 | 6196.3 | 8343.11 | 10532.19 | 12305.94
- Biomass (& renewable waste) |  | 112.42 | 162.3 | 301.36 | 435.67 | 518.46 | 617.36 | 701.13 | 769.76
- Geothermal |  | 13.51 | 18.05 | 49.12 | 125.01 | 221.46 | 348.1 | 467.62 | 557.16
- Solar thermal power plants # |  | 4.24 | 8.82 | 69.48 | 360.53 | 789.42 | 1244.16 | 1709.8 | 2062.14
- Ocean energy |  | 0.49 | 0.88 | 22.41 | 81.63 | 185.34 | 307.34 | 422.7 | 512.42
Variable RES (PV, Wind, Ocean) |  | 639.01 | 1410.6 | 3798.88 | 7140.96 | 10774.93 | 14459.12 | 17967.88 | 20669.56
Share of variable RES |  | 10% | 19% | 38.3% | 53.2% | 62.3% | 66.98% | 69.5% | 71.8%
RES share * |  | 30.8% | 39.1% | 56.5% | 70.8% | 80% | 85.98% | 91.6% | 100%
* H2 proportionally to RES share in power generation
# revised values for 2035, 2040, 2045 due to error corrections in the assumed full load hours.

## Heat supply 2C
Heat supply in PJ/yr
| Scenario: | World 2.0°C scenario
|  | 2015 | 2020 | 2025 | 2030 | 2035 | 2040 | 2045 | 2050
District heating plants |  | 7632.45 | 8292.71 | 8387.48 | 8153.8 | 8466.67 | 7543.62 | 6491.5 | 5529.07
- Fossil fuels |  | 7347.69 | 7820.73 | 6198.05 | 4945.61 | 3399.29 | 1666.08 | 809.98 | 0
- Biomass |  | 256.46 | 410.02 | 1289.02 | 1648.16 | 2111.16 | 2097.87 | 1571.72 | 1377.48
- Solar collectors |  | 0.93 | 33.68 | 597.48 | 991.53 | 1770.77 | 2267.88 | 2385.11 | 2296.57
- Geothermal |  | 27.38 | 28.28 | 302.93 | 568.49 | 1185.44 | 1511.8 | 1724.69 | 1855.02
Heat from CHP 1) |  | 9911.22 | 11486.72 | 14054.09 | 17161.09 | 20401.94 | 23461.92 | 26229.11 | 27974.47
- Fossil fuels |  | 8936.31 | 10106.53 | 10640.62 | 10147.36 | 9301.71 | 7174.32 | 3810.88 | 0
- Biomass |  | 967.39 | 1356.42 | 3046.7 | 5510.08 | 7773.05 | 10008.06 | 12115.34 | 13526.96
- Geothermal |  | 7.51 | 21.15 | 318.81 | 1349.77 | 2865.76 | 4882.39 | 7092.91 | 8727.95
- Hydrogen |  | 0 | 2.63 | 47.96 | 153.88 | 461.42 | 1397.14 | 3209.98 | 5719.56
Direct heating |  | 133088.22 | 141489.44 | 140730.44 | 140163.23 | 135250 | 129852.66 | 124403.01 | 120511.42
- Fossil fuels |  | 97418.12 | 100922.81 | 87899.89 | 73282.49 | 53058.62 | 33331.37 | 14048.7 | 0
- Biomass |  | 24245.83 | 26009.7 | 27742.02 | 27976.1 | 27467.46 | 26081.16 | 24121.34 | 22631.52
- Solar collectors |  | 1244.92 | 2189.6 | 5887.18 | 11728.54 | 17597.86 | 21060.99 | 23496.74 | 25015.9
- Geothermal |  | 0 | 43.37 | 159.8 | 551.32 | 1137.46 | 1562.47 | 2103.38 | 2437.05
- Heat pumps 2) |  | 528 | 1074.85 | 3430.06 | 6486.15 | 10022.92 | 13158.76 | 16601.21 | 20102.66
- Electric direct heating |  | 9651.35 | 11249.11 | 15466.31 | 19784.74 | 24613.41 | 30385.1 | 36090.46 | 40166.79
- Hydrogen |  | 0 | 0 | 145.18 | 353.89 | 1352.26 | 4272.82 | 7941.18 | 10157.49
Total heat supply 3) |  | 150631.88 | 161268.86 | 163172.02 | 165478.11 | 164118.6 | 160858.2 | 157123.62 | 154014.96
- Fossil fuels |  | 113702.12 | 118850.07 | 104738.56 | 88375.45 | 65759.62 | 42171.77 | 18669.56 | 0
- Biomass |  | 25469.68 | 27776.14 | 32077.74 | 35134.34 | 37351.67 | 38187.09 | 37808.39 | 37535.97
- Solar collectors |  | 1245.85 | 2223.28 | 6484.66 | 12720.07 | 19368.63 | 23328.87 | 25881.85 | 27312.47
- Geothermal |  | 34.88 | 92.8 | 781.54 | 2469.59 | 5188.66 | 7956.66 | 10920.99 | 13020.02
- Heat pumps 2) |  | 528 | 1074.85 | 3430.06 | 6486.15 | 10022.92 | 13158.76 | 16601.21 | 20102.66
- Electric direct heating |  | 9651.35 | 11249.11 | 15466.31 | 19784.74 | 24613.41 | 30385.1 | 36090.46 | 40166.79
- Hydrogen |  | 0 | 2.63 | 193.14 | 507.78 | 1813.68 | 5669.96 | 11151.16 | 15877.05
RES share (including RES electricity) |  | 19.7% | 21.4% | 30.7% | 42.4% | 56.8% | 71.4% | 86.8% | 100%
electricity consumption heat pumps (TWh/yr) |  | 45.909 | 90.421 | 279.33 | 511.849 | 765.716 | 974.203 | 1189.744 | 1396.018
'Efficiency' savings (compared to Ref.) |  | 0 | 4698.69 | 13475.84 | 25007.77 | 39142 | 55553.82 | 71262.07 | 85702.55
1) public CHP and CHP autoproduction
2) heat from ambient energy and electricity use
3) incl. process heat, cooking

## Primary energy demand 2C
Primary energy demand in PJ/yr
|  | Scenario: | World 2.0°C scenario
|  |  | 2015 | 2020 | 2025 | 2030 | 2035 | 2040 | 2045 | 2050
| Total |  | 555747.08 | 572268.64 | 544421.71 | 511615.16 | 477337.44 | 460017.78 | 450196.71 | 439330.14
| - Fossil |  | 451185.18 | 451331.53 | 394181.34 | 315239.82 | 221437.32 | 147351.47 | 82566.17 | 32729.84
| - Hard coal (& non-renewable waste) |  | 141545.49 | 136555.59 | 115081.15 | 78490.78 | 42848.74 | 23690.66 | 12993.14 | 6534.72
| - Lignite |  | 19835.11 | 17883.33 | 8303.78 | 3179.14 | 1630.06 | 911.83 | 287.6 | 0
| - Natural gas |  | 123329.13 | 130861.47 | 129389.36 | 124227.07 | 104891.67 | 77227.99 | 41899.22 | 9990.74
| - Crude oil |  | 166475.45 | 166031.15 | 141407.05 | 109342.82 | 72066.85 | 45521 | 27386.21 | 16204.38
| - Nuclear |  | 28082.12 | 31878.62 | 24365 | 16484.72 | 8842.81 | 1983.28 | 675.27 | 0
| - Renewables |  | 76479.78 | 89058.48 | 125875.37 | 179890.62 | 247057.31 | 310683.03 | 366955.26 | 406600.3
| - Hydro |  | 13998.57 | 15477.12 | 16185.76 | 16673.99 | 17079.18 | 17400.59 | 17710.02 | 17994.96
| - Wind |  | 3017.42 | 5359.31 | 13442.75 | 25728.34 | 40683.79 | 55519.53 | 68406.16 | 78093.36
| - Solar |  | 2256.81 | 5709.86 | 18808.98 | 41465.26 | 69308.67 | 96129.17 | 121332.43 | 139306.56
| - Biomass (& renewable waste) |  | 54459.66 | 58698.78 | 67541.3 | 72669.71 | 79071.77 | 81186.48 | 81274.8 | 80210.71
| - Geothermal |  | 2743.69 | 3805.79 | 9743.7 | 22727.17 | 39358.88 | 57798.85 | 74376.05 | 86195.21
| - Ocean energy |  | 3.62 | 7.61 | 152.88 | 626.15 | 1555.02 | 2648.4 | 3855.81 | 4799.49
| RES share |  | 18.8% | 21.1% | 27.6% | 38.4% | 53.6% | 68% | 81.7% | 92.6%
| 'Efficiency' savings (compared to Ref.) |  | 0 | 20160.72 | 84231.69 | 169543.77 | 249300.53 | 312485.29 | 356652.29 | 398312.85
DIRECT EQUIVALENT METHOD
Primary energy demand in PJ/yr
|  | Scenario: | World 2.0°C scenario 2015: World 2.0°C scenario
|  |  | 2015 | 2020 | 2025 | 2030 | 2035 | 2040 | 2045 | 2050
| Total |  | 534679.69 | 548222.64 | 521988.56 | 485635.07 | 445114.37 | 419779.26 | 399928.36 | 382624.25
| - Fossil |  | 451185.18 | 451331.53 | 394181.34 | 315239.82 | 221437.32 | 147351.47 | 82566.17 | 32730.05
| - Hard coal |  | 141545.49 | 136555.59 | 115081.15 | 78490.78 | 42848.74 | 23690.66 | 12993.14 | 6534.72
| - Lignite |  | 19835.11 | 17883.33 | 8303.78 | 3179.14 | 1630.06 | 911.83 | 287.6 | 0.21
| - Natural gas |  | 123329.13 | 130861.47 | 129389.36 | 124227.07 | 104891.67 | 77227.99 | 41899.22 | 9990.74
| - Crude oil |  | 166475.45 | 166031.15 | 141407.05 | 109342.82 | 72066.85 | 45521 | 27386.21 | 16204.38
| - Nuclear |  | 9160.65 | 10514.17 | 8036.83 | 5437.63 | 2916.83 | 654.48 | 222.84 | 0
| - Renewables |  | 74333.85 | 86376.94 | 119770.38 | 164957.62 | 220760.22 | 271773.3 | 317139.35 | 349894.2
| - Hydro |  | 13998.57 | 15477.12 | 16185.76 | 16673.99 | 17079.18 | 17400.59 | 17710.02 | 17994.96
| - Wind |  | 3017.42 | 5359.31 | 13442.75 | 25728.34 | 40683.79 | 55519.53 | 68406.16 | 78093.36
| - Solar |  | 2167.36 | 5606.38 | 18226.68 | 39388.04 | 64845.21 | 89346.58 | 111799.01 | 127798.25
| - Biomass |  | 54459.66 | 58698.78 | 67541.3 | 72669.71 | 79071.77 | 81186.48 | 81274.8 | 80210.71
| - Geothermal |  | 687.22 | 1227.74 | 4221 | 9871.39 | 17525.24 | 25671.72 | 34093.55 | 40997.44
| - Ocean Energy |  | 3.62 | 7.61 | 152.88 | 626.15 | 1555.02 | 2648.4 | 3855.81 | 4799.49
| RES share |  | 15.6% | 17.7% | 24.5% | 35.1% | 50.3% | 64.9% | 79.4% | 91.4%

## Final energy demand 2C
Final energy demand in PJ/yr 1)
| Scenario: | World 2.0°C scenario
|  | 2015 | 2020 | 2025 | 2030 | 2035 | 2040 | 2045 | 2050
Total (incl. non-energy use) |  | 376890.96 | 395461.89 | 385029.74 | 372016.71 | 352496.21 | 335038.98 | 320333.67 | 309897.17
Total energy use 1) |  | 341889.01 | 361099.05 | 350314.49 | 337041.47 | 317900.16 | 300913.69 | 287225.85 | 277868.99
Transport |  | 97184.65 | 100869.63 | 91860.68 | 80106.39 | 67768.33 | 59032.59 | 53695.59 | 49762.42
- Oil products |  | 88408.48 | 91107.14 | 79476.07 | 60605.16 | 36354.64 | 18644.01 | 7048.19 | 0
- Natural gas |  | 4109.77 | 4216.87 | 3459.87 | 2421.26 | 1549.73 | 850.32 | 395.85 | 0
- Biofuels |  | 3163.27 | 3742.08 | 4492.13 | 5541.47 | 8661.82 | 9773.42 | 11081.54 | 12082.8
- Synfuels |  | 0 | 2 | 4.1 | 86.18 | 489.88 | 2459.14 | 4428.52 | 5819.66
- Electricity |  | 1503.13 | 1793.91 | 3927.67 | 9702.26 | 16689.91 | 21117.77 | 23042.05 | 23429.79
RES electricity |  | 342.88 | 499.43 | 1707.21 | 6035.48 | 13057.76 | 18680.11 | 21919.23 | 23429.74
- Hydrogen |  | 0 | 7.61 | 500.84 | 1750.06 | 4022.34 | 6187.93 | 7699.43 | 8430.18
RES share Transport |  | 3.6% | 4.2% | 7% | 15.9% | 37.3% | 61.2% | 82.9% | 100%
Industry |  | 113561.67 | 123263.61 | 122638.81 | 122584.41 | 118474.78 | 113575.97 | 108389.61 | 104409.55
- Electricity |  | 30591.43 | 34804.69 | 38078.01 | 42373.14 | 46475.48 | 50998.91 | 54517.29 | 57184.32
RES electricity |  | 6978.14 | 9689.65 | 16551.13 | 26359.04 | 36361.24 | 45112.03 | 51860.69 | 57184.2
- Public district heat |  | 5196.63 | 5646.76 | 6016.95 | 6332.44 | 6525.09 | 6396.65 | 6285.56 | 6205.77
RES district heat |  | 257.81 | 434.29 | 1497.1 | 2589.45 | 3739.81 | 4695.02 | 5411.82 | 6205.71
- Hard coal & lignite |  | 29901.99 | 29694.81 | 25601.7 | 19157.55 | 10106.57 | 4087.22 | 1102.83 | 0
- Oil products |  | 12898.05 | 12732.22 | 9196.28 | 5933.39 | 3495.97 | 1983.82 | 733.05 | 0
- Gas |  | 27201.37 | 30426.11 | 29680.56 | 28855.28 | 25602.97 | 19073.77 | 9136.9 | 0
- Solar |  | 14.75 | 413.81 | 1859.95 | 4732.24 | 8168.82 | 9677.11 | 10593.78 | 11299.35
- Biomass |  | 7742.48 | 9284.87 | 11195.42 | 12681.58 | 13192.37 | 12982.41 | 13360.47 | 13304.2
- Geothermal |  | 14.97 | 260.35 | 934.15 | 2312.83 | 4088.81 | 5368.09 | 6589.99 | 7723.98
- Hydrogen |  | 0 | 0 | 75.79 | 205.97 | 818.68 | 3007.98 | 6069.75 | 8691.93
RES share Industry |  | 13.2% | 16.3% | 26.2% | 39.8% | 55.9% | 70.9% | 86.3% | 100%
Residential & other sectors |  | 131142.68 | 136965.81 | 135815 | 134350.67 | 131657.05 | 128305.12 | 125140.65 | 123697.03
- Electricity |  | 40639.83 | 45911.13 | 50523.67 | 56067.89 | 60943.98 | 65607.21 | 70309.06 | 73719.6
RES electricity |  | 9270.26 | 12781.69 | 21960.81 | 34878.13 | 47681.02 | 58034.07 | 66882.94 | 73719.46
- Public district heat |  | 6153.91 | 6577.11 | 7286.3 | 7809.27 | 8770.76 | 9044.32 | 9009.19 | 8907.18
RES district heat |  | 305.3 | 505.84 | 1812.93 | 3193.36 | 5026.9 | 6638.36 | 7756.84 | 8907.1
- Hard coal & lignite |  | 6405.63 | 4978.37 | 3524.17 | 1937.54 | 685.04 | 45.84 | 0 | 0
- Oil products |  | 17833.09 | 17178.9 | 12079.99 | 8715.84 | 5477.45 | 2602.2 | 876.32 | 0
- Gas |  | 25772.62 | 27469.81 | 25358.98 | 21732 | 15904.7 | 9834.84 | 3784.05 | 0
- Solar |  | 1230.17 | 1775.79 | 4027.23 | 6996.3 | 9429.03 | 11383.87 | 12902.96 | 13716.55
- Biomass |  | 32759.67 | 32542.34 | 31275.37 | 28020.16 | 25464.4 | 22336.75 | 18031.66 | 15563.45
- Geothermal |  | 347.75 | 532.35 | 1650.12 | 2881.98 | 4314.99 | 5846.01 | 7831.53 | 9790.07
- Hydrogen |  | 0 | 0 | 89.16 | 189.69 | 666.7 | 1604.1 | 2395.89 | 2000.17
RES share Other Sectors |  | 33.5% | 35.1% | 44.7% | 56.6% | 70.2% | 82.3% | 92.4% | 100%
Total RES |  | 62427.43 | 72465.18 | 99254.74 | 137610.41 | 183879.37 | 222255.88 | 253813.51 | 277868.99
RES share |  | 18.3% | 20.1% | 28.3% | 40.8% | 57.8% | 73.9% | 88.4% | 100%
Non energy use |  | 35001.95 | 34362.84 | 34715.24 | 34975.24 | 34596.05 | 34125.29 | 33107.82 | 32028.18
- Oil |  | 25734.94 | 23989.29 | 23463.65 | 22597.94 | 21188.98 | 19742.88 | 17840.97 | 16204.38
- Gas |  | 6741.08 | 7272.14 | 7464.87 | 7913.82 | 8236.24 | 8595.89 | 8970.39 | 9290.47
- Coal |  | 2525.93 | 3101.41 | 3786.72 | 4463.48 | 5170.84 | 5786.52 | 6296.46 | 6533.32
1) excluding heat produced by CHP autoproducers

## Transport 2C
Final energy consumption transport in PJ/yr
| Scenario: | World 2.0°C scenario
|  | 2015 | 2020 | 2025 | 2030 | 2035 | 2040 | 2045 | 2050
road |  | 85168.91 | 88597.23 | 79975.44 | 68660.37 | 56818.09 | 48649.56 | 43775.54 | 40088.89
- fossil fuels |  | 79823.96 | 82246.89 | 71063.21 | 53087.23 | 30493.16 | 14788.97 | 5381.23 | 0
- biofuels |  | 3163.27 | 3683.37 | 4325.04 | 4957.81 | 7132.85 | 7538.87 | 8080.06 | 8546.95
- synfuels |  | 0 | 1.97 | 3.95 | 77.1 | 403.4 | 1896.89 | 3229.04 | 4116.62
- natural gas |  | 1736.8 | 2033.9 | 1595.37 | 876.46 | 408.22 | 173.42 | 56.12 | 0
- hydrogen |  | 0 | 7.61 | 493.47 | 1737.06 | 3988.6 | 6111.94 | 7549.47 | 8132.18
- electricity |  | 444.89 | 623.5 | 2494.41 | 7924.71 | 14391.85 | 18139.47 | 19479.63 | 19293.13
rail |  | 2705.08 | 2630.59 | 2875.01 | 3149.08 | 3393.05 | 3520.17 | 3650.44 | 3959.66
- fossil fuels |  | 1734.94 | 1507.37 | 1474.88 | 1375.94 | 1087.02 | 600.16 | 211.23 | 0
- biofuels |  | 0 | 48.81 | 69.85 | 106.02 | 187.01 | 198.67 | 101.4 | 0
- synfuels |  | 0 | 0.03 | 0.06 | 1.65 | 10.58 | 49.99 | 40.52 | 0
- electricity |  | 970.14 | 1074.39 | 1330.23 | 1665.47 | 2108.45 | 2671.35 | 3297.28 | 3959.66
navigation |  | 2130.49 | 2216.54 | 2303.06 | 2388.39 | 2461.59 | 2511.96 | 2577.53 | 2600.98
- fossil fuels |  | 2130.49 | 2206.62 | 2253 | 2199.04 | 1967.26 | 1416.98 | 666.19 | 0
- biofuels |  | 0 | 9.91 | 50.01 | 186.45 | 467.87 | 874.85 | 1365.61 | 1755.47
- synfuels |  | 0 | 0.01 | 0.05 | 2.9 | 26.46 | 220.13 | 545.74 | 845.52
aviation |  | 4719.09 | 5146.27 | 4732.26 | 4238.66 | 3730.73 | 3291.06 | 2937.25 | 2637.89
- fossil fuels |  | 4719.09 | 5146.27 | 4684.98 | 3942.95 | 2807.2 | 1837.9 | 789.54 | 0
- biofuels |  | 0 | 0 | 47.24 | 291.18 | 874.09 | 1161.03 | 1534.48 | 1780.38
- synfuels |  | 0 | 0 | 0.04 | 4.53 | 49.44 | 292.13 | 613.23 | 857.51
total (incl. pipelines) |  | 97184.65 | 100869.63 | 91860.68 | 80106.39 | 67768.33 | 59032.59 | 53695.59 | 49762.42
- fossil fuels |  | 88408.48 | 91107.14 | 79476.07 | 60605.16 | 36354.64 | 18644.01 | 7048.19 | 0
- biofuels (incl. biogas) |  | 3163.27 | 3742.08 | 4492.13 | 5541.47 | 8661.82 | 9773.42 | 11081.54 | 12082.8
- synfuels |  | 0 | 2 | 4.1 | 86.18 | 489.88 | 2459.14 | 4428.52 | 5819.66
- natural gas |  | 4109.77 | 4216.87 | 3459.87 | 2421.26 | 1549.73 | 850.32 | 395.85 | 0
- hydrogen |  | 0 | 7.61 | 500.84 | 1750.06 | 4022.34 | 6187.93 | 7699.43 | 8430.18
- electricity |  | 1503.13 | 1793.91 | 3927.67 | 9702.26 | 16689.91 | 21117.77 | 23042.05 | 23429.79
total RES |  | 3506.12 | 4244.19 | 6418.82 | 12719.21 | 25249.83 | 36102.46 | 44537.73 | 49762.34
RES share |  | 3.6% | 4.2% | 7% | 15.9% | 37.3% | 61.2% | 82.9% | 100%

## CO2-emissions 2C
CO2 emissions in Mill t/yr
| Scenario: | World 2.0°C scenario
|  | 2015 | 2020 | 2025 | 2030 | 2035 | 2040 | 2045 | 2050
Condensation power plants |  | 9757.61 | 9871.31 | 7867.06 | 5313.55 | 2950.7 | 1714.7 | 762.77 | 0
- Hard coal (& non-renewable waste) |  | 5298.76 | 5467.66 | 4498.4 | 2686.65 | 1209.74 | 573.32 | 252.53 | 0
- Lignite |  | 1773.34 | 1611.28 | 715.43 | 280.03 | 154.79 | 97.33 | 30.65 | 0
- Gas |  | 2020.2 | 2114.18 | 2140.36 | 2032.5 | 1488.74 | 1010.49 | 465.01 | 0
- Oil |  | 534.61 | 571.58 | 433.15 | 258.13 | 68.59 | 19.04 | 5.26 | 0
- Diesel |  | 130.69 | 106.6 | 79.72 | 56.24 | 28.84 | 14.52 | 9.32 | 0
Combined heat and power plants |  | 2640.03 | 2722.46 | 2569.32 | 2185.81 | 1789.22 | 1251.28 | 612.7 | 0
- Hard coal (& non-renewable waste) |  | 1519.81 | 1657.6 | 1508.82 | 1155.32 | 794.09 | 456.05 | 168.68 | 0
- Lignite |  | 264.2 | 233.83 | 127.05 | 25.46 | 0.82 | 0 | 0 | 0
- Gas |  | 791.24 | 791.29 | 911.64 | 997.78 | 988.98 | 792.24 | 443.99 | 0
- Oil |  | 64.79 | 39.74 | 21.81 | 7.25 | 5.33 | 2.99 | 0.03 | 0
CO2 emissions power and CHP plants |  | 12397.64 | 12593.77 | 10436.38 | 7499.36 | 4739.92 | 2965.98 | 1375.46 | 0
- Hard coal (& non-renewable waste) |  | 6818.57 | 7125.26 | 6007.22 | 3841.97 | 2003.83 | 1029.36 | 421.2 | 0
- Lignite |  | 2037.55 | 1845.1 | 842.48 | 305.5 | 155.61 | 97.33 | 30.65 | 0
- Gas |  | 2811.43 | 2905.47 | 3052 | 3030.28 | 2477.72 | 1802.73 | 909 | 0
- Oil & diesel |  | 730.09 | 717.93 | 534.68 | 321.61 | 102.76 | 36.55 | 14.61 | 0
CO2 intensity (g/kWh)
without credit for CHP heat
- CO2 intensity fossil electr. generation |  | 766.1 | 754.19 | 696.77 | 628.31 | 567.69 | 528.73 | 499.29 | 0
- CO2 intensity total electr. generation |  | 511 | 463.2 | 342.38 | 210.23 | 111.85 | 58.11 | 23.06 | 0
CO2 emissions by sector |  | 31182.22 | 30713.49 | 25739.94 | 19232.02 | 12247.53 | 7071.03 | 2992 | 0
- % of 1990 emissions (20448 Mill t) |  | 152.5% | 150.2% | 125.9% | 94.1% | 59.9% | 34.6% | 14.6% | 0%
- Industry 1) |  | 6693.41 | 7013.38 | 6257.52 | 5212.39 | 3766.43 | 2383.7 | 1040.83 | 0
- Residential & other sectors 1) |  | 3397.82 | 3314.48 | 2687.29 | 2101.29 | 1427.11 | 806.46 | 313.19 | 0
- Transport |  | 6717.43 | 6933.13 | 6034.86 | 4579.16 | 2738.59 | 1402.05 | 529.79 | 0
- Power generation 2) |  | 10952.15 | 10962.51 | 8857.23 | 6056.66 | 3529.45 | 2110.14 | 963.54 | 0
- Other conversion 3) |  | 3421.41 | 2489.99 | 1903.04 | 1282.52 | 785.95 | 368.69 | 144.64 | 0
Cumulated emissions since 2015 (Mill. t) |  | 31182.22 | 185687.13 | 324333.92 | 433509.85 | 508716.48 | 554424.64 | 577542.7 | 586518.69
Population (Mill.) |  | 7382.88 | 7795.36 | 8185.49 | 8551.08 | 8892.58 | 9210.22 | 9504.09 | 9771.71
CO2 emissions per capita (t/capita) |  | 4.22 | 3.94 | 3.14 | 2.25 | 1.38 | 0.77 | 0.31 | 0
'Efficiency' savings (compared to Ref.) |  | 0 | 1636.52 | 8022.88 | 17116.39 | 26345.66 | 33738.15 | 39365.3 | 43526.78
1) incl. CHP autoproducers
2) incl. CHP public
3) district heating, refineries, coal transformation, gas transport